## ALL DOOR
DOOR TAG | BUILDINGN AREA | ROOM NO. | DOOR LOCATION | INTERIOR/EXTERIOR | QUANTITY | WALL TYPE | THROAT THICKNESS | EXCLUDE REASON | FIRE RATING | LEAF COUNT | DOOR TYPE | DOOR WIDTH | DOOR HEIGHT | THICKNESS | DOOR WIDTH (MM) | DOOR HEIGHT (MM) | DOOR MATERIAL | DOOR FINISH | GLAZING TYPE | FRAME TYPE | FRAME MATERIAL | FRAME FINISH | HARDWARE SET | HW SET | HARDWARE PREP | HARDWARE ON DOOR | CARD READER | KEY PAD | AUTO OPERATOR | PRIVACY SET | KEYED LOCK | PUSH PLATE | ANTI- BARRICADE | KICK PLATE | FRAME PROTECTION | DOOR CLOSER | COMMENTS
1109 | LEVEL 01 | 1109 | CAFETERIA | INTERIOR | 1 | *FP | 4 3/4" |  | 45 MIN. | 2 | C1 | 2*3'-0" | 7'-0" | 1 3/4" | 2*915 | 2135 | HOLLOW METAL | PT | FIRE-RATED | FR1 | HM | PT | STOREROOM LOCKSET | AD09a | Continuous Hinge + Lock | HM | - | - | Y | - | Y | - | - | - | - |  | FREE EGRESS AT ALL TIMES, NORTH DOOR LEAF INACTIVE WITH FLUSH BOLT AT THE HEAD
1111 | LEVEL 01 | 1111 | FOOD SERVICES | INTERIOR | 1 | P1.1 | 4 7/8" |  |  | 1 | A1 | 2'-8" | 7'-0" | 1 3/4" | 810 | 2135 | HOLLOW METAL | PT | - | FR1 | HM | PT | STOREROOM LOCKSET | SE02a.W | Hinges + Lock + Closer | HM
2701 | LEVEL 02 | 2701 | CHECK-IN | INTERIOR | 1 | P1.0 | 4 7/8" |  | - | 1 | A3 | 3'-0" | 7'-0" | 1 3/4" | 915 | 2135 | WOOD, SOLIDE CORE | PLAM | TEMP/LAM | FR1 | HM | PT | STOREROOM LOCKSET | CA01 | Continuous HInge + Lock + Closer | WOOD | Y | - | - | - | - | - | - | - | -
2701A | LEVEL 02 | 2701 | CHECK-IN | INTERIOR | 1 | P1.0 | 4 7/8" |  | - | 1 | A3 | 3'-0" | 7'-0" | 1 3/4" | 915 | 2135 | WOOD, SOLIDE CORE | PLAM | TEMP/LAM | FR1 | HM | PT | STOREROOM LOCKSET | CA01 | Continuous HInge + Lock + Closer | WOOD | Y | - | - | - | - | - | - | - | -
2704 | LEVEL 02 | 2704 | WC - PUBLIC | INTERIOR | 1 | P1.1 | 4 7/8" |  | - | 1 | A1 | 3'-6" | 7'-0" | 1 3/4" | 1070 | 2134 | WOOD, SOLIDE CORE | PLAM | - | FR2 | HM | PT | STOREROOM LOCKSET | WE01a | Continuous Hinge + Lock | WOOD | - | - | Y | Y | - | - | Y | - | -
2706 | LEVEL 02 | 2706 | SECURITY BOOTH | INTERIOR | 1 | P1.0 | 4 7/8" |  | - | 1 | A3 | 3'-0" | 7'-0" | 1 3/4" | 915 | 2135 | WOOD, SOLIDE CORE | PLAM | TEMP/LAM | FR1 | HM | PT | STOREROOM LOCKSET | CA02 | Continuous HInge + Lock + Closer | WOOD | Y | - | - | - | - | - | - | - | - |  | GLASS TO RECEIVE FILM: CASPER CLOAKING TECHNOLOGY FILM. SEE SPECIFICATIONS
2708 | LEVEL 02 | CORR-2708 | CORRIDOR | INTERIOR | 1 | P1.0 | 4 7/8" |  | - | 2 | C3 | 2*3'-6" | 7'-0" | 1 3/4" | 2*1068 | 2135 | WOOD, SOLIDE CORE | ACROVYN | TEMP/LAM | FR1 | HM | PT | EXIT DEVICE | AD01b | Continuous Hinge + Exit Device | WOOD | Y | - | Y | - | - | - | - | - | - |  | BUZZ ENTRY FROM CHECK-IN DESK
2714 | LEVEL 02 | 2714 | CARE TEAM STATION | INTERIOR | 1 | - | - |  | - | 1 | A7 | 2'-8" | 7'-0" | 1 3/4" | 813 | 2134 | WOOD, SOLIDE CORE | PLAM | - | FR5 |  | PT |  | BD01 | Barn Door Kit + Lock + Flush Pull | WOOD | - | - | - | - | - | - | - | - | -
2718 | LEVEL 02 | CORR-2718 | CORRIDOR | INTERIOR | 1 |  |  | Aluminum | - |  | C4 | 2'-8" | 7'-0" |  | 2135 | 2135 | AL | ANOD | TEMP/LAM | FR1 | AL | ANOD |  | AD02a |  |  | - | - | Y | - | - | Y | - | - | -
2720 | LEVEL 02 | 2720 | VESTIBULE AMBULANCE | EXTERIOR | 1 |  |  | Aluminum | - |  | C4 | 3'-7" | 7'-3" |  | 2185 | 2160 | AL | ANOD | TEMP/LAM | - | AL | ANOD |  | AD03a |  |  | Y | Y | Y | - | - | - | - | - | -
2721 | LEVEL 02 | 2721 | EXAM 1 | INTERIOR | 1 |  |  | Aluminum | - |  | D2 | 3*2'-5" | 7'-6" |  | 2133 | 2279 | AL | ANOD | TEMP/LAM | FR1 | AL | ANOD |  | NOTE#2 |  |  | - | - | - | - | - | - | - | - | - |  | ALL HARDWARE BY DOOR SUPPLIER. ANY REQUIRED CYLINDER TO MATCH CLIENT KEY SYSTEM.
2723 | LEVEL 02 | 2723 | EXAM 2 | INTERIOR | 1 |  |  | Aluminum | - |  | D2 | 3*2'-5" | 7'-6" |  | 2133 | 2279 | AL | ANOD | TEMP/LAM | FR1 | AL | ANOD |  | NOTE#2 |  |  | - | - | - | - | - | - | - | - | - |  | ALL HARDWARE BY DOOR SUPPLIER. ANY REQUIRED CYLINDER TO MATCH CLIENT KEY SYSTEM.
2725 | LEVEL 02 | 2725 | EXAM 3 | INTERIOR | 1 |  |  | Aluminum | - |  | D2 | 3*2'-5" | 7'-6" |  | 2133 | 2279 | AL | ANOD | TEMP/LAM | FR1 | AL | ANOD |  | NOTE#2 |  |  | - | - | - | - | - | - | - | - | - |  | ALL HARDWARE BY DOOR SUPPLIER. ANY REQUIRED CYLINDER TO MATCH CLIENT KEY SYSTEM.
2727 | LEVEL 02 | 2727 | EXAM AIR | INTERIOR | 1 | P2.0S | 7 1/4" |  | - | 2 | B3 | 1'-4", 3'-6" | 7'-0" | 1 3/4" | 404, 1071 | 2135 | WOOD, SOLIDE CORE | PLAM | TEMP/LAM | FR1 | HM | PT |  | PA01 | Continuous Hinge + Pull + Closer | WOOD | - | - | - | - | - | - | - | - | -
2727A | LEVEL 02 | 2727A | ANTEROOM | INTERIOR | 1 | P2.0 | 7 1/4" |  | - | 1 | A2 | 3'-0" | 7'-0" | 1 3/4" | 915 | 2135 | WOOD, SOLIDE CORE | PLAM | TEMP/LAM | FR1 | HM | PT | PASSAGE SET | AD07b | Continuous Hinge + Lock | WOOD | - | - | Y | - | - | - | - | - | -
2727B | LEVEL 02 | 2727B | ENSUITE | INTERIOR | 1 | P2.0 | 7 1/4" |  | - | 1 | A1 | 3'-6" | 7'-0" | 1 3/4" | 1070 | 2134 | WOOD, SOLIDE CORE | PLAM | - | FR7 | HM | PT | PASSAGE SET | WA01 | Continuous HInge + Lock | WOOD | - | - | - | - | - | - | Y | - | - |  | NO HEADER FRAME (TO ALLOW PATIENT LIFT TRAVEL)
2727C | LEVEL 02 | 2727 | EXAM AIR | INTERIOR | 1 | P2.0 | 7 1/4" |  | - | 1 | A3 | 3'-0" | 7'-0" | 1 3/4" | 915 | 2135 | WOOD, SOLIDE CORE | PLAM | TEMP/LAM | FR1 | HM | PT | PASSAGE SET | AD07b | Continuous Hinge + Lock | WOOD | - | - | Y | - | - | - | - | - | -
2729 | LEVEL 02 | 2729 | ANTEROOM | INTERIOR | 1 | P2.0 | 7 1/4" |  | - | 1 | A2 | 3'-0" | 7'-0" | 1 3/4" | 915 | 2135 | WOOD, SOLIDE CORE | PLAM | TEMP/LAM | FR1 | HM | PT | PASSAGE SET | AD07b | Continuous Hinge + Lock | WOOD | - | - | Y | - | - | - | - | - | -
2731 | LEVEL 02 | 2731 | RESUSCITATION ROOM | INTERIOR | 1 |  |  | Aluminum | - |  | D3 | 4*1'-10" | 7'-8" |  | 2700 | 2335 | AL | ANOD | TEMP/LAM | FR1 | AL | ANOD |  | NOTE#2 |  |  | - | - | Y | - | - | - | - | - | - |  | ALL HARDWARE BY DOOR SUPPLIER. ANY REQUIRED CYLINDER TO MATCH CLIENT KEY SYSTEM.
2731A | LEVEL 02 | 2729 | ANTEROOM | INTERIOR | 1 | P2.0 | 7 1/4" |  | - | 1 | A3 | 3'-0" | 7'-0" | 1 3/4" | 915 | 2135 | WOOD, SOLIDE CORE | PLAM | TEMP/LAM | FR1 | HM | PT | PASSAGE SET | AD07b | Continuous Hinge + Lock | WOOD | - | - | Y | - | - | - | - | - | -
2733 | LEVEL 02 | 2733 | MEDICATION | INTERIOR | 1 | P1.0 | 4 7/8" |  | - | 1 | A3 | 3'-6" | 7'-0" | 1 3/4" | 1070 | 2135 | WOOD, SOLIDE CORE | PLAM | TEMP/LAM | FR1 | HM | PT | STOREROOM LOCKSET | CA01.W | Continuous HInge + Lock + Closer | WOOD | Y | Y | - | - | - | - | - | Y | -
2734 | LEVEL 02 | 2734 | WC - STAFF | INTERIOR | 1 | P2.2 | 8 1/2" |  | - | 1 | A1 | 3'-0" | 7'-0" | 1 3/4" | 915 | 2134 | WOOD, SOLIDE CORE | PLAM | - | FR2 | HM | PT | PRIVACY LOCKSET | WA02 | Continuous Hinge + Lock | WOOD | - | - | - | Y | - | - | Y | - | -
2740 | LEVEL 02 | CORR-2740 | CORRIDOR | INTERIOR | 1 | P2.0 | 7 1/4" |  | 90 MIN. | 2 | C2 | 2*3'-6" | 7'-0" | 1 3/4" | 2135 | 2135 | HOLLOW METAL | PT | - | FR6 | HM | PT | EXIT DEVICE | AD05e | Continuous Hinge + Exit Device | HM | Y | - | Y | - | - | - | - | - | - |  | FREE EGRESS VIA PANIC BAR - 15 SECONDS DELAYED EGRESS
2742 | LEVEL 02 | 2742 | QUIET INTERVIEW ROOM | INTERIOR | 1 | P2.0 | 7 1/4" |  | - | 1 | A2 | 3'-0" | 7'-0" | 1 3/4" | 915 | 2134 | WOOD, SOLIDE CORE | PLAM | TEMP/LAM | FR2 | HM | PT | CLASSROOM LOCKSET | SE01 | Continuous Hinge + Lock | WOOD | - | - | - | - | - | - | Y | - | -
2742A | LEVEL 02 | 2742 | QUIET INTERVIEW ROOM | INTERIOR | 1 | P2.0 | 7 1/4" |  | - | 1 | A2 | 3'-0" | 7'-0" | 1 3/4" | 915 | 2134 | WOOD, SOLIDE CORE | PLAM | TEMP/LAM | FR2 | HM | PT | CLASSROOM LOCKSET | SE01 | Continuous Hinge + Lock | WOOD | - | - | - | - | - | - | Y | - | -
2743 | LEVEL 02 | 2743 | WC/SHOWER - PATIENT | INTERIOR | 1 | P2.0 | 7 1/4" |  | - | 1 | A1 | 3'-6" | 7'-0" | 1 3/4" | 1070 | 2134 | WOOD, SOLIDE CORE | PLAM | - | FR2 | HM | PT | STOREROOM LOCKSET | WE01a | Continuous Hinge + Lock | WOOD | - | - | Y | Y | - | - | Y | - | -
2745 | LEVEL 02 | 2745 | SOILED UTILITY | INTERIOR | 1 | P2.0 | 7 1/4" |  | - | 1 | A3 | 3'-0" | 7'-0" | 1 3/4" | 915 | 2135 | WOOD, SOLIDE CORE | PLAM | TEMP/LAM | FR1 | HM | PT | STOREROOM LOCKSET | CA01 | Continuous HInge + Lock + Closer | WOOD | Y | - | - | - | - | - | - | Y | -
2746 | LEVEL 02 | 2746 | EXAM 3.2 | INTERIOR | 1 |  |  | Aluminum | - |  | D2 | 3*2'-5" | 7'-6" |  | 2133 | 2279 | AL | ANOD | TEMP/LAM | FR1 | AL | ANOD |  | NOTE#2 |  |  | - | - | - | - | - | - | - | - | - |  | ALL HARDWARE BY DOOR SUPPLIER. ANY REQUIRED CYLINDER TO MATCH CLIENT KEY SYSTEM.
2754 | LEVEL 02 | CORR-2754 | CORRIDOR | INTERIOR | 1 | P2.0 | 7 1/4" |  | - | 2 | C7 | 2*3'-6" | 7'-0" | 1 3/4" | 2135 | 2135 | WOOD, SOLIDE CORE | ACROVYN | TEMP/LAM | FR1 | HM | PT | EXIT DEVICE | AD06a | Continuous Hinge + Exit Device | WOOD | Y | - | Y | - | - | - | - | - | -
2756 | LEVEL 02 | 2756 | WC STAFF | INTERIOR | 1 | P1.0 | 4 7/8" |  | - | 1 | A1 | 3'-0" | 7'-0" | 1 3/4" | 915 | 2134 | WOOD, SOLIDE CORE | PLAM | - | FR2 | HM | PT | PRIVACY LOCKSET | WA02 | Continuous Hinge + Lock | WOOD | - | - | - | Y | - | - | Y | - | -
2758 | LEVEL 02 | 2758 | HOUSEKEEPING | INTERIOR | 1 | P2.0 | 7 1/4" |  | 0 HR | 1 | A2 | 3'-0" | 7'-0" | 1 3/4" | 915 | 2135 | HOLLOW METAL | PT | TEMP/LAM | FR1 | HM | PT | STOREROOM LOCKSET | SE02a | Hinges + Lock + Closer | HM | - | - | - |  | Y | - | - | Y | -
2762 | LEVEL 02 | 2762 | WC PATIENT | INTERIOR | 1 | P2.0 | 7 1/4" |  | - | 1 | A1 | 3'-6" | 7'-0" | 1 3/4" | 1070 | 2134 | WOOD, SOLIDE CORE | PLAM | - | FR2 | HM | PT | STOREROOM LOCKSET | WE01a | Continuous Hinge + Lock | WOOD | - | - | Y | Y | - | - | Y | - | -
2764 | LEVEL 02 | 2764 | MEDICATION | INTERIOR | 1 | P2.0 | 7 1/4" |  | - | 1 | A3 | 3'-6" | 7'-0" | 1 3/4" | 1070 | 2135 | WOOD, SOLIDE CORE | PLAM | TEMP/LAM | FR1 | HM | PT | STOREROOM LOCKSET | CA01.W | Continuous HInge + Lock + Closer | WOOD | Y | Y | - | - | - | - | - | Y | -
2767 | LEVEL 02 | 2767 | LARGE EXAM ROOM | INTERIOR | 1 | P2.0 | 7 1/4" |  | - | 2 | B1 | 1'-0", 3'-6" | 7'-0" | 1 3/4" | 1220 | 2135 | WOOD, SOLIDE CORE | PLAM | - | FR1 | HM | PT | CLASSROOM LOCKSET | SE03 | Continuous Hinge + Lock | WOOD | - | - | - | - | - | - | - | - | -
2768 | LEVEL 02 | CORR-2768 | CORRIDOR | INTERIOR | 1 | P2.0 | 7 1/4" |  | - | 1 | A2 | 3'-6" | 7'-0" | 1 3/4" | 1070 | 2135 | WOOD, SOLIDE CORE | ACROVYN | TEMP/LAM | FR1 | HM | PT | ELECTROMECHANICAL LOCK | CA03 | Continuous Hinge + Electromechnical Lock | WOOD | Y | - | - | - | - | - | - | - | -
2769 | LEVEL 02 | 2769 | EXAM 2.2 | INTERIOR | 1 |  |  | Aluminum | - |  | D2 | 3*2'-5" | 7'-6" |  | 2133 | 2279 | AL | ANOD | TEMP/LAM | FR1 | AL | ANOD |  | NOTE#2 |  |  | - | - | - | - | - | - | - | - | - |  | ALL HARDWARE BY DOOR SUPPLIER. ANY REQUIRED CYLINDER TO MATCH CLIENT KEY SYSTEM.
2771 | LEVEL 02 | 2771 | EXAM 2.1 | INTERIOR | 1 |  |  | Aluminum | - |  | D2 | 3*2'-5" | 7'-6" |  | 2133 | 2279 | AL | ANOD | TEMP/LAM | FR1 | AL | ANOD |  | NOTE#2 |  |  | - | - | - | - | - | - | - | - | - |  | ALL HARDWARE BY DOOR SUPPLIER. ANY REQUIRED CYLINDER TO MATCH CLIENT KEY SYSTEM.
GATE-01 | LEVEL 02 |  |  | EXTERIOR | 1 |  |  | Fence Gate |  |  | A6 | 3'-8" | 7'-6" |  | 1156 | 2300 |  |  | - |  |  |  |  | GA01 | [12 empty] | CHAINLINK FENCE GATE TO AHU.
E1109A | LEVEL 01 | 1109 | CAFETERIA | INTERIOR | 1 |  |  | Existing | EXISTING |  | EXISTING | [5 empty] | EXISTING | EXISTING |  |  |  | EXISTING |  | NOTE#1 |  |  | EXISTING |  | EXISTING |  | EXISTING |  |  | EXISTING |  | EXISTING | EXISTING HARDWARE TO REMAIN; NO CHANGE
E1111A | LEVEL 01 | 1111 | FOOD SERVICES | INTERIOR | 1 |  |  | Existing | EXISTING |  | EXISTING | [5 empty] | EXISTING | EXISTING |  |  |  | EXISTING |  | NOTE#1 |  |  | EXISTING |  | EXISTING |  | EXISTING |  |  | EXISTING |  | EXISTING | EXISTING HARDWARE TO REMAIN; NO CHANGE
E2700 | LEVEL 02 | 2700 | VESTIBULE WALK-IN ENTRY | EXTERIOR | 1 |  |  | Existing | EXISTING |  | EXISTING | [5 empty] | EXISTING | EXISTING |  |  |  | EXISTING |  | NOTE#1 |  |  | EXISTING |  | EXISTING |  | EXISTING |  |  | EXISTING |  | EXISTING | EXISTING HARDWARE TO REMAIN; NO CHANGE
E2703 | LEVEL 02 | 2700 | VESTIBULE WALK-IN ENTRY | INTERIOR | 1 |  |  | Existing | EXISTING |  | EXISTING | [5 empty] | EXISTING | EXISTING |  |  |  | EXISTING |  | NOTE#1 |  |  | EXISTING |  | EXISTING |  | EXISTING |  |  | EXISTING |  | EXISTING | EXISTING HARDWARE TO REMAIN; NO CHANGE
E2734A | LEVEL 02 | 2734A | STORAGE | INTERIOR | 1 |  |  | Existing | EXISTING |  | EXISTING | [5 empty] | EXISTING | EXISTING |  |  |  | EXISTING |  | SE05 |  |  | - |  | - |  | Y |  |  | EXISTING |  | -
E2757 | LEVEL 02 | 2757 | CLEAN SUPPLIES | INTERIOR | 1 | P1.0 | 4 7/8" |  | - | 1 | A3 | 3'-0" | 7'-0" | 1 3/4" |  |  | WOOD, SOLIDE CORE | PLAM |  |  | Existing | EXISTING | STOREROOM LOCKSET | AD08b | Electric Hinge + Lock | WOOD | Y |  | Y |  | - |  |  | Y |  | - | EXISTING DOOR FRAME TO REMAIN, REPAIR/PATCH DAMAGES IN FRAMES; REPLACE DOOR PANEL WITH NEW PANEL
E2759 | LEVEL 02 | 2759 | EXISTING STAIR | INTERIOR | 1 | P1.0 | 4 7/8" |  | 90 MIN. | 1 | A2 | 3'-0" | 7'-0" | 1 3/4" |  |  | HOLLOW METAL | PT |  |  | Existing | EXISTING |  | SE04 | Closer | HM | - |  | - |  | EXISTING |  |  | Y |  | Y | EXISTING DOOR FRAME TO REMAIN, REPAIR/PATCH DAMAGES IN FRAMES FOR FIRE RATING; REPLACE DOOR PANEL WITH NEW PANEL
45

## HARDWARE
HARDWARE
HARDWARE BOM
S/N | Item | Manufacturer | Description | Finish | Total Qty | Rate | AD01b |  |  | - |  |  | - |  |  | AD05e |  |  | AD06a |  |  | AD07b |  |  | AD08b |  |  | AD09a |  |  | BD01 |  |  | CA01 |  |  | CA01.W |  |  | CA02 |  |  | CA03 |  |  | - |  |  | PA01 |  |  | SE01 |  |  | SE02a |  |  | SE02a.W |  |  | SE03 |  |  | SE04 |  |  | - |  |  | WA01 |  |  | WA02 |  |  | WE01a |  |  | SE05 |  |  | 0 |  |  | 0 |  |  | 0 |  |  | 0 |  |  | 0 |  |  | 0 |  |  | 0 |  |  | 0 |  |  | 0 |  |  | 0 |  |  | 0 |  |  | 0 |  |  | 0 |  |  | 0 |  |  | 0 |  |  | 0 |  |  | 0 |  |  | 0 |  |  | 0 |  |  | 0 |  |  | 0
[7 empty] | Qty | Total Q | Amount | Qty | Total Q | Amount | Qty | Total Q | Amount | Qty | Total Q | Amount | Qty | Total Q | Amount | Qty | Total Q | Amount | Qty | Total Q | Amount | Qty | Total Q | Amount | Qty | Total Q | Amount | Qty | Total Q | Amount | Qty | Total Q | Amount | Qty | Total Q | Amount | Qty | Total Q | Amount | Qty | Total Q | Amount | Qty | Total Q | Amount | Qty | Total Q | Amount | Qty | Total Q | Amount | Qty | Total Q | Amount | Qty | Total Q | Amount | Qty | Total Q | Amount | Qty | Total Q | Amount | Qty | Total Q | Amount | Qty | Total Q | Amount | Qty | Total Q | Amount | Qty | Total Q | Amount | Qty | Total Q | Amount | Qty | Total Q | Amount | Qty | Total Q | Amount | Qty | Total Q | Amount | Qty | Total Q | Amount | Qty | Total Q | Amount | Qty | Total Q | Amount | Qty | Total Q | Amount | Qty | Total Q | Amount | Qty | Total Q | Amount | Qty | Total Q | Amount | Qty | Total Q | Amount | Qty | Total Q | Amount | Qty | Total Q | Amount | Qty | Total Q | Amount | Qty | Total Q | Amount | Qty | Total Q | Amount | Qty | Total Q | Amount | Qty | Total Q | Amount | Qty | Total Q | Amount | Qty | Total Q | Amount
1 | Continuous Hinge | McKinney | (83") FM-HD1-SER12 x length | CA | 11 |  | 2 | 2 | 0 |  | 0 | 0 |  | 0 | 0 | 2 | 2 | 0 | 2 | 2 | 0 | 1 | 4 | 0 |  | 0 | 0 | 1 | 1 | 0 |  | 0 | 0 |  | 0 | 0 |  | 0 | 0 |  | 0 | 0 |  | 0 | 0 |  | 0 | 0 |  | 0 | 0 |  | 0 | 0 |  | 0 | 0 |  | 0 | 0 |  | 0 | 0 |  | 0 | 0 |  | 0 | 0 |  | 0 | 0 |  | 0 | 0 |  | 0 | 0 |  | 0 | 0 |  | 0 | 0 |  | 0 | 0 |  | 0 | 0 |  | 0 | 0 |  | 0 | 0 |  | 0 | 0 |  | 0 | 0 |  | 0 | 0 |  | 0 | 0 |  | 0 | 0 |  | 0 | 0 |  | 0 | 0 |  | 0 | 0 |  | 0 | 0 |  | 0 | 0 |  | 0 | 0 |  | 0 | 0 |  | 0 | 0 |  | 0 | 0 |  | 0 | 0 |  | 0 | 0
2 | Exit Device | Sargent | 56-NB-PE8613 x WEJ x hand | 626 | 2 |  | 2 | 2 | 0 |  | 0 | 0 |  | 0 | 0 |  | 0 | 0 |  | 0 | 0 |  | 0 | 0 |  | 0 | 0 |  | 0 | 0 |  | 0 | 0 |  | 0 | 0 |  | 0 | 0 |  | 0 | 0 |  | 0 | 0 |  | 0 | 0 |  | 0 | 0 |  | 0 | 0 |  | 0 | 0 |  | 0 | 0 |  | 0 | 0 |  | 0 | 0 |  | 0 | 0 |  | 0 | 0 |  | 0 | 0 |  | 0 | 0 |  | 0 | 0 |  | 0 | 0 |  | 0 | 0 |  | 0 | 0 |  | 0 | 0 |  | 0 | 0 |  | 0 | 0 |  | 0 | 0 |  | 0 | 0 |  | 0 | 0 |  | 0 | 0 |  | 0 | 0 |  | 0 | 0 |  | 0 | 0 |  | 0 | 0 |  | 0 | 0 |  | 0 | 0 |  | 0 | 0 |  | 0 | 0 |  | 0 | 0 |  | 0 | 0 |  | 0 | 0
3 | Cylinder | Schlage | C' Kwy. Type x Length x Cam to suit | 626 | 30 |  | 3 | 3 | 0 |  | 0 | 0 |  | 0 | 0 | 3 | 3 | 0 | 3 | 3 | 0 |  | 0 | 0 | 1 | 1 | 0 | 2 | 2 | 0 |  | 0 | 0 | 1 | 3 | 0 | 1 | 2 | 0 | 1 | 1 | 0 | 1 | 1 | 0 |  | 0 | 0 |  | 0 | 0 | 1 | 2 | 0 | 1 | 1 | 0 | 1 | 1 | 0 | 1 | 1 | 0 |  | 0 | 0 |  | 0 | 0 |  | 0 | 0 | 1 | 2 | 0 | 1 | 3 | 0 | 1 | 1 | 0 |  | 0 | 0 |  | 0 | 0 |  | 0 | 0 |  | 0 | 0 |  | 0 | 0 |  | 0 | 0 |  | 0 | 0 |  | 0 | 0 |  | 0 | 0 |  | 0 | 0 |  | 0 | 0 |  | 0 | 0 |  | 0 | 0 |  | 0 | 0 |  | 0 | 0 |  | 0 | 0 |  | 0 | 0 |  | 0 | 0 |  | 0 | 0 |  | 0 | 0 |  | 0 | 0
4 | Exit Device | Detex | F-81-08DV(S lever)-630-hand-LD-EExER-630-95T- height-EC1-SN1 |  | 4 |  |  | 0 | 0 |  | 0 | 0 |  | 0 | 0 | 2 | 2 | 0 | 2 | 2 | 0 |  | 0 | 0 |  | 0 | 0 |  | 0 | 0 |  | 0 | 0 |  | 0 | 0 |  | 0 | 0 |  | 0 | 0 |  | 0 | 0 |  | 0 | 0 |  | 0 | 0 |  | 0 | 0 |  | 0 | 0 |  | 0 | 0 |  | 0 | 0 |  | 0 | 0 |  | 0 | 0 |  | 0 | 0 |  | 0 | 0 |  | 0 | 0 |  | 0 | 0 |  | 0 | 0 |  | 0 | 0 |  | 0 | 0 |  | 0 | 0 |  | 0 | 0 |  | 0 | 0 |  | 0 | 0 |  | 0 | 0 |  | 0 | 0 |  | 0 | 0 |  | 0 | 0 |  | 0 | 0 |  | 0 | 0 |  | 0 | 0 |  | 0 | 0 |  | 0 | 0 |  | 0 | 0 |  | 0 | 0 |  | 0 | 0 |  | 0 | 0 |  | 0 | 0
5 | Passage Set | Sargent | 55-56-8215 x LNJ x hand | 626 | 4 |  |  | 0 | 0 |  | 0 | 0 |  | 0 | 0 |  | 0 | 0 |  | 0 | 0 | 1 | 4 | 0 |  | 0 | 0 |  | 0 | 0 |  | 0 | 0 |  | 0 | 0 |  | 0 | 0 |  | 0 | 0 |  | 0 | 0 |  | 0 | 0 |  | 0 | 0 |  | 0 | 0 |  | 0 | 0 |  | 0 | 0 |  | 0 | 0 |  | 0 | 0 |  | 0 | 0 |  | 0 | 0 |  | 0 | 0 |  | 0 | 0 |  | 0 | 0 |  | 0 | 0 |  | 0 | 0 |  | 0 | 0 |  | 0 | 0 |  | 0 | 0 |  | 0 | 0 |  | 0 | 0 |  | 0 | 0 |  | 0 | 0 |  | 0 | 0 |  | 0 | 0 |  | 0 | 0 |  | 0 | 0 |  | 0 | 0 |  | 0 | 0 |  | 0 | 0 |  | 0 | 0 |  | 0 | 0 |  | 0 | 0 |  | 0 | 0 |  | 0 | 0
6 | Storeroom Lockset | Sargent | 54-55-56-8204 x LNJ x hand | 626 | 2 |  |  | 0 | 0 |  | 0 | 0 |  | 0 | 0 |  | 0 | 0 |  | 0 | 0 |  | 0 | 0 | 1 | 1 | 0 | 1 | 1 | 0 |  | 0 | 0 |  | 0 | 0 |  | 0 | 0 |  | 0 | 0 |  | 0 | 0 |  | 0 | 0 |  | 0 | 0 |  | 0 | 0 |  | 0 | 0 |  | 0 | 0 |  | 0 | 0 |  | 0 | 0 |  | 0 | 0 |  | 0 | 0 |  | 0 | 0 |  | 0 | 0 |  | 0 | 0 |  | 0 | 0 |  | 0 | 0 |  | 0 | 0 |  | 0 | 0 |  | 0 | 0 |  | 0 | 0 |  | 0 | 0 |  | 0 | 0 |  | 0 | 0 |  | 0 | 0 |  | 0 | 0 |  | 0 | 0 |  | 0 | 0 |  | 0 | 0 |  | 0 | 0 |  | 0 | 0 |  | 0 | 0 |  | 0 | 0 |  | 0 | 0 |  | 0 | 0 |  | 0 | 0
7 | Continuous Hinge | Pemko | DSHPO1C-84-Torx |  | 8 |  |  | 0 | 0 |  | 0 | 0 |  | 0 | 0 |  | 0 | 0 |  | 0 | 0 |  | 0 | 0 |  | 0 | 0 |  | 0 | 0 |  | 0 | 0 |  | 0 | 0 |  | 0 | 0 |  | 0 | 0 |  | 0 | 0 |  | 0 | 0 |  | 0 | 0 | 1 | 2 | 0 |  | 0 | 0 |  | 0 | 0 |  | 0 | 0 |  | 0 | 0 |  | 0 | 0 | 1 | 1 | 0 | 1 | 2 | 0 | 1 | 3 | 0 |  | 0 | 0 |  | 0 | 0 |  | 0 | 0 |  | 0 | 0 |  | 0 | 0 |  | 0 | 0 |  | 0 | 0 |  | 0 | 0 |  | 0 | 0 |  | 0 | 0 |  | 0 | 0 |  | 0 | 0 |  | 0 | 0 |  | 0 | 0 |  | 0 | 0 |  | 0 | 0 |  | 0 | 0 |  | 0 | 0 |  | 0 | 0 |  | 0 | 0 |  | 0 | 0 |  | 0 | 0
8 | Continuous Hinge | McKinney | (83") FM-HD1 x length |  | 5 |  |  | 0 | 0 |  | 0 | 0 |  | 0 | 0 |  | 0 | 0 |  | 0 | 0 |  | 0 | 0 |  | 0 | 0 | 1 | 1 | 0 |  | 0 | 0 |  | 0 | 0 |  | 0 | 0 |  | 0 | 0 |  | 0 | 0 |  | 0 | 0 | 2 | 2 | 0 |  | 0 | 0 |  | 0 | 0 |  | 0 | 0 | 2 | 2 | 0 |  | 0 | 0 |  | 0 | 0 |  | 0 | 0 |  | 0 | 0 |  | 0 | 0 |  | 0 | 0 |  | 0 | 0 |  | 0 | 0 |  | 0 | 0 |  | 0 | 0 |  | 0 | 0 |  | 0 | 0 |  | 0 | 0 |  | 0 | 0 |  | 0 | 0 |  | 0 | 0 |  | 0 | 0 |  | 0 | 0 |  | 0 | 0 |  | 0 | 0 |  | 0 | 0 |  | 0 | 0 |  | 0 | 0 |  | 0 | 0 |  | 0 | 0 |  | 0 | 0 |  | 0 | 0
9 | Continuous Hinge | McKinney | (83") FM-HD1-SER8 x length | CA | 7 |  |  | 0 | 0 |  | 0 | 0 |  | 0 | 0 |  | 0 | 0 |  | 0 | 0 |  | 0 | 0 |  | 0 | 0 |  | 0 | 0 |  | 0 | 0 | 1 | 3 | 0 | 1 | 2 | 0 | 1 | 1 | 0 | 1 | 1 | 0 |  | 0 | 0 |  | 0 | 0 |  | 0 | 0 |  | 0 | 0 |  | 0 | 0 |  | 0 | 0 |  | 0 | 0 |  | 0 | 0 |  | 0 | 0 |  | 0 | 0 |  | 0 | 0 |  | 0 | 0 |  | 0 | 0 |  | 0 | 0 |  | 0 | 0 |  | 0 | 0 |  | 0 | 0 |  | 0 | 0 |  | 0 | 0 |  | 0 | 0 |  | 0 | 0 |  | 0 | 0 |  | 0 | 0 |  | 0 | 0 |  | 0 | 0 |  | 0 | 0 |  | 0 | 0 |  | 0 | 0 |  | 0 | 0 |  | 0 | 0 |  | 0 | 0 |  | 0 | 0 |  | 0 | 0
10 | Lockset | Sargent | 10XG04 x LL | 626 | 1 |  |  | 0 | 0 |  | 0 | 0 |  | 0 | 0 |  | 0 | 0 |  | 0 | 0 |  | 0 | 0 |  | 0 | 0 |  | 0 | 0 |  | 0 | 0 |  | 0 | 0 |  | 0 | 0 |  | 0 | 0 |  | 0 | 0 |  | 0 | 0 |  | 0 | 0 |  | 0 | 0 |  | 0 | 0 |  | 0 | 0 |  | 0 | 0 |  | 0 | 0 |  | 0 | 0 |  | 0 | 0 |  | 0 | 0 |  | 0 | 0 | 1 | 1 | 0 |  | 0 | 0 |  | 0 | 0 |  | 0 | 0 |  | 0 | 0 |  | 0 | 0 |  | 0 | 0 |  | 0 | 0 |  | 0 | 0 |  | 0 | 0 |  | 0 | 0 |  | 0 | 0 |  | 0 | 0 |  | 0 | 0 |  | 0 | 0 |  | 0 | 0 |  | 0 | 0 |  | 0 | 0 |  | 0 | 0 |  | 0 | 0 |  | 0 | 0 |  | 0 | 0
11 | T/F Hinge | McKinney | T4A4386-QC12 |  | 1 |  |  | 0 | 0 |  | 0 | 0 |  | 0 | 0 |  | 0 | 0 |  | 0 | 0 |  | 0 | 0 | 1 | 1 | 0 |  | 0 | 0 |  | 0 | 0 |  | 0 | 0 |  | 0 | 0 |  | 0 | 0 |  | 0 | 0 |  | 0 | 0 |  | 0 | 0 |  | 0 | 0 |  | 0 | 0 |  | 0 | 0 |  | 0 | 0 |  | 0 | 0 |  | 0 | 0 |  | 0 | 0 |  | 0 | 0 |  | 0 | 0 |  | 0 | 0 |  | 0 | 0 |  | 0 | 0 |  | 0 | 0 |  | 0 | 0 |  | 0 | 0 |  | 0 | 0 |  | 0 | 0 |  | 0 | 0 |  | 0 | 0 |  | 0 | 0 |  | 0 | 0 |  | 0 | 0 |  | 0 | 0 |  | 0 | 0 |  | 0 | 0 |  | 0 | 0 |  | 0 | 0 |  | 0 | 0 |  | 0 | 0 |  | 0 | 0 |  | 0 | 0
12 | Lock Set | Sargent | RX-82271-LC x LNJ x hand | 626 | 6 |  |  | 0 | 0 |  | 0 | 0 |  | 0 | 0 |  | 0 | 0 |  | 0 | 0 |  | 0 | 0 |  | 0 | 0 |  | 0 | 0 |  | 0 | 0 | 1 | 3 | 0 | 1 | 2 | 0 |  | 0 | 0 | 1 | 1 | 0 |  | 0 | 0 |  | 0 | 0 |  | 0 | 0 |  | 0 | 0 |  | 0 | 0 |  | 0 | 0 |  | 0 | 0 |  | 0 | 0 |  | 0 | 0 |  | 0 | 0 |  | 0 | 0 |  | 0 | 0 |  | 0 | 0 |  | 0 | 0 |  | 0 | 0 |  | 0 | 0 |  | 0 | 0 |  | 0 | 0 |  | 0 | 0 |  | 0 | 0 |  | 0 | 0 |  | 0 | 0 |  | 0 | 0 |  | 0 | 0 |  | 0 | 0 |  | 0 | 0 |  | 0 | 0 |  | 0 | 0 |  | 0 | 0 |  | 0 | 0 |  | 0 | 0 |  | 0 | 0 |  | 0 | 0
13 | Storeroom Lockset | Sargent | 56-8204 x LNJ x hand | 626 | 1 |  |  | 0 | 0 |  | 0 | 0 |  | 0 | 0 |  | 0 | 0 |  | 0 | 0 |  | 0 | 0 |  | 0 | 0 |  | 0 | 0 |  | 0 | 0 |  | 0 | 0 |  | 0 | 0 | 1 | 1 | 0 |  | 0 | 0 |  | 0 | 0 |  | 0 | 0 |  | 0 | 0 |  | 0 | 0 |  | 0 | 0 |  | 0 | 0 |  | 0 | 0 |  | 0 | 0 |  | 0 | 0 |  | 0 | 0 |  | 0 | 0 |  | 0 | 0 |  | 0 | 0 |  | 0 | 0 |  | 0 | 0 |  | 0 | 0 |  | 0 | 0 |  | 0 | 0 |  | 0 | 0 |  | 0 | 0 |  | 0 | 0 |  | 0 | 0 |  | 0 | 0 |  | 0 | 0 |  | 0 | 0 |  | 0 | 0 |  | 0 | 0 |  | 0 | 0 |  | 0 | 0 |  | 0 | 0 |  | 0 | 0 |  | 0 | 0 |  | 0 | 0
14 | Lock Set | Sargent | 10XG37 -LL | 626 | 2 |  |  | 0 | 0 |  | 0 | 0 |  | 0 | 0 |  | 0 | 0 |  | 0 | 0 |  | 0 | 0 |  | 0 | 0 |  | 0 | 0 |  | 0 | 0 |  | 0 | 0 |  | 0 | 0 |  | 0 | 0 |  | 0 | 0 |  | 0 | 0 |  | 0 | 0 | 1 | 2 | 0 |  | 0 | 0 |  | 0 | 0 |  | 0 | 0 |  | 0 | 0 |  | 0 | 0 |  | 0 | 0 |  | 0 | 0 |  | 0 | 0 |  | 0 | 0 |  | 0 | 0 |  | 0 | 0 |  | 0 | 0 |  | 0 | 0 |  | 0 | 0 |  | 0 | 0 |  | 0 | 0 |  | 0 | 0 |  | 0 | 0 |  | 0 | 0 |  | 0 | 0 |  | 0 | 0 |  | 0 | 0 |  | 0 | 0 |  | 0 | 0 |  | 0 | 0 |  | 0 | 0 |  | 0 | 0 |  | 0 | 0 |  | 0 | 0 |  | 0 | 0
15 | Storeroom Lockset | Sargent | 8204-LC x LNJ x hand | 626 | 2 |  |  | 0 | 0 |  | 0 | 0 |  | 0 | 0 |  | 0 | 0 |  | 0 | 0 |  | 0 | 0 |  | 0 | 0 |  | 0 | 0 |  | 0 | 0 |  | 0 | 0 |  | 0 | 0 |  | 0 | 0 |  | 0 | 0 |  | 0 | 0 |  | 0 | 0 |  | 0 | 0 | 1 | 1 | 0 | 1 | 1 | 0 |  | 0 | 0 |  | 0 | 0 |  | 0 | 0 |  | 0 | 0 |  | 0 | 0 |  | 0 | 0 |  | 0 | 0 |  | 0 | 0 |  | 0 | 0 |  | 0 | 0 |  | 0 | 0 |  | 0 | 0 |  | 0 | 0 |  | 0 | 0 |  | 0 | 0 |  | 0 | 0 |  | 0 | 0 |  | 0 | 0 |  | 0 | 0 |  | 0 | 0 |  | 0 | 0 |  | 0 | 0 |  | 0 | 0 |  | 0 | 0 |  | 0 | 0 |  | 0 | 0 |  | 0 | 0 |  | 0 | 0
16 | Keyswitch | Securitron | MKAN2 | 630 | 2 |  | 1 | 1 | 0 |  | 0 | 0 |  | 0 | 0 |  | 0 | 0 |  | 0 | 0 |  | 0 | 0 |  | 0 | 0 | 1 | 1 | 0 |  | 0 | 0 |  | 0 | 0 |  | 0 | 0 |  | 0 | 0 |  | 0 | 0 |  | 0 | 0 |  | 0 | 0 |  | 0 | 0 |  | 0 | 0 |  | 0 | 0 |  | 0 | 0 |  | 0 | 0 |  | 0 | 0 |  | 0 | 0 |  | 0 | 0 |  | 0 | 0 |  | 0 | 0 |  | 0 | 0 |  | 0 | 0 |  | 0 | 0 |  | 0 | 0 |  | 0 | 0 |  | 0 | 0 |  | 0 | 0 |  | 0 | 0 |  | 0 | 0 |  | 0 | 0 |  | 0 | 0 |  | 0 | 0 |  | 0 | 0 |  | 0 | 0 |  | 0 | 0 |  | 0 | 0 |  | 0 | 0 |  | 0 | 0 |  | 0 | 0 |  | 0 | 0 |  | 0 | 0
17 | Connector | ElectroLynx | QC-C300 |  | 7 |  | 2 | 2 | 0 |  | 0 | 0 |  | 0 | 0 | 2 | 2 | 0 | 2 | 2 | 0 |  | 0 | 0 |  | 0 | 0 | 1 | 1 | 0 |  | 0 | 0 |  | 0 | 0 |  | 0 | 0 |  | 0 | 0 |  | 0 | 0 |  | 0 | 0 |  | 0 | 0 |  | 0 | 0 |  | 0 | 0 |  | 0 | 0 |  | 0 | 0 |  | 0 | 0 |  | 0 | 0 |  | 0 | 0 |  | 0 | 0 |  | 0 | 0 |  | 0 | 0 |  | 0 | 0 |  | 0 | 0 |  | 0 | 0 |  | 0 | 0 |  | 0 | 0 |  | 0 | 0 |  | 0 | 0 |  | 0 | 0 |  | 0 | 0 |  | 0 | 0 |  | 0 | 0 |  | 0 | 0 |  | 0 | 0 |  | 0 | 0 |  | 0 | 0 |  | 0 | 0 |  | 0 | 0 |  | 0 | 0 |  | 0 | 0 |  | 0 | 0 |  | 0 | 0
18 | Connector | ElectroLynx | QC-C1500P |  | 7 |  | 2 | 2 | 0 |  | 0 | 0 |  | 0 | 0 | 2 | 2 | 0 | 2 | 2 | 0 |  | 0 | 0 |  | 0 | 0 | 1 | 1 | 0 |  | 0 | 0 |  | 0 | 0 |  | 0 | 0 |  | 0 | 0 |  | 0 | 0 |  | 0 | 0 |  | 0 | 0 |  | 0 | 0 |  | 0 | 0 |  | 0 | 0 |  | 0 | 0 |  | 0 | 0 |  | 0 | 0 |  | 0 | 0 |  | 0 | 0 |  | 0 | 0 |  | 0 | 0 |  | 0 | 0 |  | 0 | 0 |  | 0 | 0 |  | 0 | 0 |  | 0 | 0 |  | 0 | 0 |  | 0 | 0 |  | 0 | 0 |  | 0 | 0 |  | 0 | 0 |  | 0 | 0 |  | 0 | 0 |  | 0 | 0 |  | 0 | 0 |  | 0 | 0 |  | 0 | 0 |  | 0 | 0 |  | 0 | 0 |  | 0 | 0 |  | 0 | 0 |  | 0 | 0
19 | Operator | Record | 8100 Full Width Header |  | 12 |  | 2 | 2 | 0 |  | 0 | 0 |  | 0 | 0 | 2 | 2 | 0 | 2 | 2 | 0 | 1 | 4 | 0 | 1 | 1 | 0 | 1 | 1 | 0 |  | 0 | 0 |  | 0 | 0 |  | 0 | 0 |  | 0 | 0 |  | 0 | 0 |  | 0 | 0 |  | 0 | 0 |  | 0 | 0 |  | 0 | 0 |  | 0 | 0 |  | 0 | 0 |  | 0 | 0 |  | 0 | 0 |  | 0 | 0 |  | 0 | 0 |  | 0 | 0 |  | 0 | 0 |  | 0 | 0 |  | 0 | 0 |  | 0 | 0 |  | 0 | 0 |  | 0 | 0 |  | 0 | 0 |  | 0 | 0 |  | 0 | 0 |  | 0 | 0 |  | 0 | 0 |  | 0 | 0 |  | 0 | 0 |  | 0 | 0 |  | 0 | 0 |  | 0 | 0 |  | 0 | 0 |  | 0 | 0 |  | 0 | 0 |  | 0 | 0 |  | 0 | 0 |  | 0 | 0
20 | Sensor | BEA | Superscan x length |  | 24 |  | 4 | 4 | 0 |  | 0 | 0 |  | 0 | 0 | 4 | 4 | 0 | 4 | 4 | 0 | 2 | 8 | 0 | 2 | 2 | 0 | 2 | 2 | 0 |  | 0 | 0 |  | 0 | 0 |  | 0 | 0 |  | 0 | 0 |  | 0 | 0 |  | 0 | 0 |  | 0 | 0 |  | 0 | 0 |  | 0 | 0 |  | 0 | 0 |  | 0 | 0 |  | 0 | 0 |  | 0 | 0 |  | 0 | 0 |  | 0 | 0 |  | 0 | 0 |  | 0 | 0 |  | 0 | 0 |  | 0 | 0 |  | 0 | 0 |  | 0 | 0 |  | 0 | 0 |  | 0 | 0 |  | 0 | 0 |  | 0 | 0 |  | 0 | 0 |  | 0 | 0 |  | 0 | 0 |  | 0 | 0 |  | 0 | 0 |  | 0 | 0 |  | 0 | 0 |  | 0 | 0 |  | 0 | 0 |  | 0 | 0 |  | 0 | 0 |  | 0 | 0 |  | 0 | 0
21 | Gasket | Pemko | (21') S88BL x width x 2-height |  | 3 |  | 1 | 1 | 0 |  | 0 | 0 |  | 0 | 0 | 1 | 1 | 0 | 1 | 1 | 0 |  | 0 | 0 |  | 0 | 0 |  | 0 | 0 |  | 0 | 0 |  | 0 | 0 |  | 0 | 0 |  | 0 | 0 |  | 0 | 0 |  | 0 | 0 |  | 0 | 0 |  | 0 | 0 |  | 0 | 0 |  | 0 | 0 |  | 0 | 0 |  | 0 | 0 |  | 0 | 0 |  | 0 | 0 |  | 0 | 0 |  | 0 | 0 |  | 0 | 0 |  | 0 | 0 |  | 0 | 0 |  | 0 | 0 |  | 0 | 0 |  | 0 | 0 |  | 0 | 0 |  | 0 | 0 |  | 0 | 0 |  | 0 | 0 |  | 0 | 0 |  | 0 | 0 |  | 0 | 0 |  | 0 | 0 |  | 0 | 0 |  | 0 | 0 |  | 0 | 0 |  | 0 | 0 |  | 0 | 0 |  | 0 | 0 |  | 0 | 0 |  | 0 | 0
22 | Actuator | Camden | CM-7536VR/4 | 628 | 5 |  | 2 | 2 | 0 |  | 0 | 0 |  | 0 | 0 |  | 0 | 0 |  | 0 | 0 |  | 0 | 0 | 1 | 1 | 0 | 2 | 2 | 0 |  | 0 | 0 |  | 0 | 0 |  | 0 | 0 |  | 0 | 0 |  | 0 | 0 |  | 0 | 0 |  | 0 | 0 |  | 0 | 0 |  | 0 | 0 |  | 0 | 0 |  | 0 | 0 |  | 0 | 0 |  | 0 | 0 |  | 0 | 0 |  | 0 | 0 |  | 0 | 0 |  | 0 | 0 |  | 0 | 0 |  | 0 | 0 |  | 0 | 0 |  | 0 | 0 |  | 0 | 0 |  | 0 | 0 |  | 0 | 0 |  | 0 | 0 |  | 0 | 0 |  | 0 | 0 |  | 0 | 0 |  | 0 | 0 |  | 0 | 0 |  | 0 | 0 |  | 0 | 0 |  | 0 | 0 |  | 0 | 0 |  | 0 | 0 |  | 0 | 0 |  | 0 | 0 |  | 0 | 0
23 | Power Supply | Securitron | AQD2-4C2 by Others |  | 15 |  | 1 | 1 | 0 |  | 0 | 0 |  | 0 | 0 |  | 0 | 0 | 1 | 1 | 0 | 1 | 4 | 0 | 1 | 1 | 0 | 1 | 1 | 0 |  | 0 | 0 | 1 | 3 | 0 | 1 | 2 | 0 | 1 | 1 | 0 | 1 | 1 | 0 |  | 0 | 0 |  | 0 | 0 |  | 0 | 0 |  | 0 | 0 |  | 0 | 0 |  | 0 | 0 |  | 0 | 0 |  | 0 | 0 |  | 0 | 0 |  | 0 | 0 |  | 0 | 0 |  | 0 | 0 |  | 0 | 0 |  | 0 | 0 |  | 0 | 0 |  | 0 | 0 |  | 0 | 0 |  | 0 | 0 |  | 0 | 0 |  | 0 | 0 |  | 0 | 0 |  | 0 | 0 |  | 0 | 0 |  | 0 | 0 |  | 0 | 0 |  | 0 | 0 |  | 0 | 0 |  | 0 | 0 |  | 0 | 0 |  | 0 | 0 |  | 0 | 0 |  | 0 | 0 |  | 0 | 0
24 | Battery | Securitron | B-24-5 by Others |  | 16 |  | 1 | 1 | 0 |  | 0 | 0 |  | 0 | 0 | 1 | 1 | 0 | 1 | 1 | 0 | 1 | 4 | 0 | 1 | 1 | 0 | 1 | 1 | 0 |  | 0 | 0 | 1 | 3 | 0 | 1 | 2 | 0 | 1 | 1 | 0 | 1 | 1 | 0 |  | 0 | 0 |  | 0 | 0 |  | 0 | 0 |  | 0 | 0 |  | 0 | 0 |  | 0 | 0 |  | 0 | 0 |  | 0 | 0 |  | 0 | 0 |  | 0 | 0 |  | 0 | 0 |  | 0 | 0 |  | 0 | 0 |  | 0 | 0 |  | 0 | 0 |  | 0 | 0 |  | 0 | 0 |  | 0 | 0 |  | 0 | 0 |  | 0 | 0 |  | 0 | 0 |  | 0 | 0 |  | 0 | 0 |  | 0 | 0 |  | 0 | 0 |  | 0 | 0 |  | 0 | 0 |  | 0 | 0 |  | 0 | 0 |  | 0 | 0 |  | 0 | 0 |  | 0 | 0 |  | 0 | 0
25 | Card Reader | HID | By Others |  | 3 |  | 1 | 1 | 0 |  | 0 | 0 |  | 0 | 0 | 2 | 2 | 0 |  | 0 | 0 |  | 0 | 0 |  | 0 | 0 |  | 0 | 0 |  | 0 | 0 |  | 0 | 0 |  | 0 | 0 |  | 0 | 0 |  | 0 | 0 |  | 0 | 0 |  | 0 | 0 |  | 0 | 0 |  | 0 | 0 |  | 0 | 0 |  | 0 | 0 |  | 0 | 0 |  | 0 | 0 |  | 0 | 0 |  | 0 | 0 |  | 0 | 0 |  | 0 | 0 |  | 0 | 0 |  | 0 | 0 |  | 0 | 0 |  | 0 | 0 |  | 0 | 0 |  | 0 | 0 |  | 0 | 0 |  | 0 | 0 |  | 0 | 0 |  | 0 | 0 |  | 0 | 0 |  | 0 | 0 |  | 0 | 0 |  | 0 | 0 |  | 0 | 0 |  | 0 | 0 |  | 0 | 0 |  | 0 | 0 |  | 0 | 0 |  | 0 | 0 |  | 0 | 0
26 | Rem. Release | By Others |  |  | 1 |  | 1 | 1 | 0 |  | 0 | 0 |  | 0 | 0 |  | 0 | 0 |  | 0 | 0 |  | 0 | 0 |  | 0 | 0 |  | 0 | 0 |  | 0 | 0 |  | 0 | 0 |  | 0 | 0 |  | 0 | 0 |  | 0 | 0 |  | 0 | 0 |  | 0 | 0 |  | 0 | 0 |  | 0 | 0 |  | 0 | 0 |  | 0 | 0 |  | 0 | 0 |  | 0 | 0 |  | 0 | 0 |  | 0 | 0 |  | 0 | 0 |  | 0 | 0 |  | 0 | 0 |  | 0 | 0 |  | 0 | 0 |  | 0 | 0 |  | 0 | 0 |  | 0 | 0 |  | 0 | 0 |  | 0 | 0 |  | 0 | 0 |  | 0 | 0 |  | 0 | 0 |  | 0 | 0 |  | 0 | 0 |  | 0 | 0 |  | 0 | 0 |  | 0 | 0 |  | 0 | 0 |  | 0 | 0 |  | 0 | 0 |  | 0 | 0 |  | 0 | 0
27 | DPS | Securitron | DPS-W-GY by Others |  | 14 |  | 2 | 2 | 0 |  | 0 | 0 |  | 0 | 0 |  | 0 | 0 |  | 0 | 0 | 1 | 4 | 0 | 1 | 1 | 0 |  | 0 | 0 |  | 0 | 0 | 1 | 3 | 0 | 1 | 2 | 0 | 1 | 1 | 0 | 1 | 1 | 0 |  | 0 | 0 |  | 0 | 0 |  | 0 | 0 |  | 0 | 0 |  | 0 | 0 |  | 0 | 0 |  | 0 | 0 |  | 0 | 0 |  | 0 | 0 |  | 0 | 0 |  | 0 | 0 |  | 0 | 0 |  | 0 | 0 |  | 0 | 0 |  | 0 | 0 |  | 0 | 0 |  | 0 | 0 |  | 0 | 0 |  | 0 | 0 |  | 0 | 0 |  | 0 | 0 |  | 0 | 0 |  | 0 | 0 |  | 0 | 0 |  | 0 | 0 |  | 0 | 0 |  | 0 | 0 |  | 0 | 0 |  | 0 | 0 |  | 0 | 0 |  | 0 | 0 |  | 0 | 0 |  | 0 | 0
28 | Power Supply | Detex | 85-820-F |  | 2 |  |  | 0 | 0 |  | 0 | 0 |  | 0 | 0 | 1 | 1 | 0 | 1 | 1 | 0 |  | 0 | 0 |  | 0 | 0 |  | 0 | 0 |  | 0 | 0 |  | 0 | 0 |  | 0 | 0 |  | 0 | 0 |  | 0 | 0 |  | 0 | 0 |  | 0 | 0 |  | 0 | 0 |  | 0 | 0 |  | 0 | 0 |  | 0 | 0 |  | 0 | 0 |  | 0 | 0 |  | 0 | 0 |  | 0 | 0 |  | 0 | 0 |  | 0 | 0 |  | 0 | 0 |  | 0 | 0 |  | 0 | 0 |  | 0 | 0 |  | 0 | 0 |  | 0 | 0 |  | 0 | 0 |  | 0 | 0 |  | 0 | 0 |  | 0 | 0 |  | 0 | 0 |  | 0 | 0 |  | 0 | 0 |  | 0 | 0 |  | 0 | 0 |  | 0 | 0 |  | 0 | 0 |  | 0 | 0 |  | 0 | 0 |  | 0 | 0 |  | 0 | 0
29 | Thermal Pin | Sargent | 683 |  | 4 |  |  | 0 | 0 |  | 0 | 0 |  | 0 | 0 | 2 | 2 | 0 |  | 0 | 0 |  | 0 | 0 |  | 0 | 0 | 2 | 2 | 0 |  | 0 | 0 |  | 0 | 0 |  | 0 | 0 |  | 0 | 0 |  | 0 | 0 |  | 0 | 0 |  | 0 | 0 |  | 0 | 0 |  | 0 | 0 |  | 0 | 0 |  | 0 | 0 |  | 0 | 0 |  | 0 | 0 |  | 0 | 0 |  | 0 | 0 |  | 0 | 0 |  | 0 | 0 |  | 0 | 0 |  | 0 | 0 |  | 0 | 0 |  | 0 | 0 |  | 0 | 0 |  | 0 | 0 |  | 0 | 0 |  | 0 | 0 |  | 0 | 0 |  | 0 | 0 |  | 0 | 0 |  | 0 | 0 |  | 0 | 0 |  | 0 | 0 |  | 0 | 0 |  | 0 | 0 |  | 0 | 0 |  | 0 | 0 |  | 0 | 0 |  | 0 | 0 |  | 0 | 0
30 | Kick Plate | Gallery | (41") GSH 80A-B4E-400mm x width less 38mm | 630 | 8 |  |  | 0 | 0 |  | 0 | 0 |  | 0 | 0 | 2 | 2 | 0 | 2 | 2 | 0 |  | 0 | 0 |  | 0 | 0 |  | 0 | 0 |  | 0 | 0 |  | 0 | 0 | 1 | 2 | 0 |  | 0 | 0 | 1 | 1 | 0 |  | 0 | 0 |  | 0 | 0 |  | 0 | 0 |  | 0 | 0 |  | 0 | 0 | 1 | 1 | 0 |  | 0 | 0 |  | 0 | 0 |  | 0 | 0 |  | 0 | 0 |  | 0 | 0 |  | 0 | 0 |  | 0 | 0 |  | 0 | 0 |  | 0 | 0 |  | 0 | 0 |  | 0 | 0 |  | 0 | 0 |  | 0 | 0 |  | 0 | 0 |  | 0 | 0 |  | 0 | 0 |  | 0 | 0 |  | 0 | 0 |  | 0 | 0 |  | 0 | 0 |  | 0 | 0 |  | 0 | 0 |  | 0 | 0 |  | 0 | 0 |  | 0 | 0 |  | 0 | 0 |  | 0 | 0
31 | Door Bottom | Pemko | (42") 420ASL x width | 628 | 2 |  |  | 0 | 0 |  | 0 | 0 |  | 0 | 0 | 2 | 2 | 0 |  | 0 | 0 |  | 0 | 0 |  | 0 | 0 |  | 0 | 0 |  | 0 | 0 |  | 0 | 0 |  | 0 | 0 |  | 0 | 0 |  | 0 | 0 |  | 0 | 0 |  | 0 | 0 |  | 0 | 0 |  | 0 | 0 |  | 0 | 0 |  | 0 | 0 |  | 0 | 0 |  | 0 | 0 |  | 0 | 0 |  | 0 | 0 |  | 0 | 0 |  | 0 | 0 |  | 0 | 0 |  | 0 | 0 |  | 0 | 0 |  | 0 | 0 |  | 0 | 0 |  | 0 | 0 |  | 0 | 0 |  | 0 | 0 |  | 0 | 0 |  | 0 | 0 |  | 0 | 0 |  | 0 | 0 |  | 0 | 0 |  | 0 | 0 |  | 0 | 0 |  | 0 | 0 |  | 0 | 0 |  | 0 | 0 |  | 0 | 0 |  | 0 | 0 |  | 0 | 0
32 | Card Reader | HID | DPS-M-GY by Others |  | 14 |  |  | 0 | 0 |  | 0 | 0 |  | 0 | 0 | 2 | 2 | 0 | 2 | 2 | 0 |  | 0 | 0 | 1 | 1 | 0 | 2 | 2 | 0 |  | 0 | 0 | 1 | 3 | 0 | 1 | 2 | 0 | 1 | 1 | 0 | 1 | 1 | 0 |  | 0 | 0 |  | 0 | 0 |  | 0 | 0 |  | 0 | 0 |  | 0 | 0 |  | 0 | 0 |  | 0 | 0 |  | 0 | 0 |  | 0 | 0 |  | 0 | 0 |  | 0 | 0 |  | 0 | 0 |  | 0 | 0 |  | 0 | 0 |  | 0 | 0 |  | 0 | 0 |  | 0 | 0 |  | 0 | 0 |  | 0 | 0 |  | 0 | 0 |  | 0 | 0 |  | 0 | 0 |  | 0 | 0 |  | 0 | 0 |  | 0 | 0 |  | 0 | 0 |  | 0 | 0 |  | 0 | 0 |  | 0 | 0 |  | 0 | 0 |  | 0 | 0 |  | 0 | 0 |  | 0 | 0
33 | Mtg. Stile | Pemko | 351/351S-CPK x height |  | 1 |  |  | 0 | 0 |  | 0 | 0 |  | 0 | 0 | 1 | 1 | 0 |  | 0 | 0 |  | 0 | 0 |  | 0 | 0 |  | 0 | 0 |  | 0 | 0 |  | 0 | 0 |  | 0 | 0 |  | 0 | 0 |  | 0 | 0 |  | 0 | 0 |  | 0 | 0 |  | 0 | 0 |  | 0 | 0 |  | 0 | 0 |  | 0 | 0 |  | 0 | 0 |  | 0 | 0 |  | 0 | 0 |  | 0 | 0 |  | 0 | 0 |  | 0 | 0 |  | 0 | 0 |  | 0 | 0 |  | 0 | 0 |  | 0 | 0 |  | 0 | 0 |  | 0 | 0 |  | 0 | 0 |  | 0 | 0 |  | 0 | 0 |  | 0 | 0 |  | 0 | 0 |  | 0 | 0 |  | 0 | 0 |  | 0 | 0 |  | 0 | 0 |  | 0 | 0 |  | 0 | 0 |  | 0 | 0 |  | 0 | 0 |  | 0 | 0 |  | 0 | 0
34 | Rdr./Keypad | HID | By Others |  | 1 |  |  | 0 | 0 |  | 0 | 0 |  | 0 | 0 |  | 0 | 0 | 1 | 1 | 0 |  | 0 | 0 |  | 0 | 0 |  | 0 | 0 |  | 0 | 0 |  | 0 | 0 |  | 0 | 0 |  | 0 | 0 |  | 0 | 0 |  | 0 | 0 |  | 0 | 0 |  | 0 | 0 |  | 0 | 0 |  | 0 | 0 |  | 0 | 0 |  | 0 | 0 |  | 0 | 0 |  | 0 | 0 |  | 0 | 0 |  | 0 | 0 |  | 0 | 0 |  | 0 | 0 |  | 0 | 0 |  | 0 | 0 |  | 0 | 0 |  | 0 | 0 |  | 0 | 0 |  | 0 | 0 |  | 0 | 0 |  | 0 | 0 |  | 0 | 0 |  | 0 | 0 |  | 0 | 0 |  | 0 | 0 |  | 0 | 0 |  | 0 | 0 |  | 0 | 0 |  | 0 | 0 |  | 0 | 0 |  | 0 | 0 |  | 0 | 0 |  | 0 | 0
35 | Gasket | Pemko | (17') S88BL x width x 2-height |  | 11 |  |  | 0 | 0 |  | 0 | 0 |  | 0 | 0 |  | 0 | 0 |  | 0 | 0 | 1 | 4 | 0 | 1 | 1 | 0 |  | 0 | 0 |  | 0 | 0 | 1 | 3 | 0 |  | 0 | 0 | 1 | 1 | 0 |  | 0 | 0 |  | 0 | 0 |  | 0 | 0 |  | 0 | 0 | 1 | 1 | 0 | 1 | 1 | 0 |  | 0 | 0 |  | 0 | 0 |  | 0 | 0 |  | 0 | 0 |  | 0 | 0 |  | 0 | 0 |  | 0 | 0 |  | 0 | 0 |  | 0 | 0 |  | 0 | 0 |  | 0 | 0 |  | 0 | 0 |  | 0 | 0 |  | 0 | 0 |  | 0 | 0 |  | 0 | 0 |  | 0 | 0 |  | 0 | 0 |  | 0 | 0 |  | 0 | 0 |  | 0 | 0 |  | 0 | 0 |  | 0 | 0 |  | 0 | 0 |  | 0 | 0 |  | 0 | 0 |  | 0 | 0 |  | 0 | 0
36 | Actuator | Camden | CM-7436VR/4 (inside) | 630 | 5 |  |  | 0 | 0 |  | 0 | 0 |  | 0 | 0 |  | 0 | 0 |  | 0 | 0 | 1 | 4 | 0 | 1 | 1 | 0 |  | 0 | 0 |  | 0 | 0 |  | 0 | 0 |  | 0 | 0 |  | 0 | 0 |  | 0 | 0 |  | 0 | 0 |  | 0 | 0 |  | 0 | 0 |  | 0 | 0 |  | 0 | 0 |  | 0 | 0 |  | 0 | 0 |  | 0 | 0 |  | 0 | 0 |  | 0 | 0 |  | 0 | 0 |  | 0 | 0 |  | 0 | 0 |  | 0 | 0 |  | 0 | 0 |  | 0 | 0 |  | 0 | 0 |  | 0 | 0 |  | 0 | 0 |  | 0 | 0 |  | 0 | 0 |  | 0 | 0 |  | 0 | 0 |  | 0 | 0 |  | 0 | 0 |  | 0 | 0 |  | 0 | 0 |  | 0 | 0 |  | 0 | 0 |  | 0 | 0 |  | 0 | 0 |  | 0 | 0 |  | 0 | 0
37 | Door Bottom | Pemko | (36") 420ASL x width |  | 2 |  |  | 0 | 0 |  | 0 | 0 |  | 0 | 0 |  | 0 | 0 |  | 0 | 0 |  | 0 | 0 | 1 | 1 | 0 |  | 0 | 0 |  | 0 | 0 |  | 0 | 0 |  | 0 | 0 | 1 | 1 | 0 |  | 0 | 0 |  | 0 | 0 |  | 0 | 0 |  | 0 | 0 |  | 0 | 0 |  | 0 | 0 |  | 0 | 0 |  | 0 | 0 |  | 0 | 0 |  | 0 | 0 |  | 0 | 0 |  | 0 | 0 |  | 0 | 0 |  | 0 | 0 |  | 0 | 0 |  | 0 | 0 |  | 0 | 0 |  | 0 | 0 |  | 0 | 0 |  | 0 | 0 |  | 0 | 0 |  | 0 | 0 |  | 0 | 0 |  | 0 | 0 |  | 0 | 0 |  | 0 | 0 |  | 0 | 0 |  | 0 | 0 |  | 0 | 0 |  | 0 | 0 |  | 0 | 0 |  | 0 | 0 |  | 0 | 0 |  | 0 | 0
38 | Actuator | Camden | CM-7536VR/4 | 630 | 8 |  |  | 0 | 0 |  | 0 | 0 |  | 0 | 0 | 2 | 2 | 0 | 2 | 2 | 0 | 1 | 4 | 0 |  | 0 | 0 |  | 0 | 0 |  | 0 | 0 |  | 0 | 0 |  | 0 | 0 |  | 0 | 0 |  | 0 | 0 |  | 0 | 0 |  | 0 | 0 |  | 0 | 0 |  | 0 | 0 |  | 0 | 0 |  | 0 | 0 |  | 0 | 0 |  | 0 | 0 |  | 0 | 0 |  | 0 | 0 |  | 0 | 0 |  | 0 | 0 |  | 0 | 0 |  | 0 | 0 |  | 0 | 0 |  | 0 | 0 |  | 0 | 0 |  | 0 | 0 |  | 0 | 0 |  | 0 | 0 |  | 0 | 0 |  | 0 | 0 |  | 0 | 0 |  | 0 | 0 |  | 0 | 0 |  | 0 | 0 |  | 0 | 0 |  | 0 | 0 |  | 0 | 0 |  | 0 | 0 |  | 0 | 0 |  | 0 | 0 |  | 0 | 0
39 | Flushbolt | Rockwood | 2805 | 626 | 2 |  |  | 0 | 0 |  | 0 | 0 |  | 0 | 0 |  | 0 | 0 |  | 0 | 0 |  | 0 | 0 |  | 0 | 0 | 1 | 1 | 0 |  | 0 | 0 |  | 0 | 0 |  | 0 | 0 |  | 0 | 0 |  | 0 | 0 |  | 0 | 0 |  | 0 | 0 |  | 0 | 0 |  | 0 | 0 |  | 0 | 0 | 1 | 1 | 0 |  | 0 | 0 |  | 0 | 0 |  | 0 | 0 |  | 0 | 0 |  | 0 | 0 |  | 0 | 0 |  | 0 | 0 |  | 0 | 0 |  | 0 | 0 |  | 0 | 0 |  | 0 | 0 |  | 0 | 0 |  | 0 | 0 |  | 0 | 0 |  | 0 | 0 |  | 0 | 0 |  | 0 | 0 |  | 0 | 0 |  | 0 | 0 |  | 0 | 0 |  | 0 | 0 |  | 0 | 0 |  | 0 | 0 |  | 0 | 0 |  | 0 | 0 |  | 0 | 0 |  | 0 | 0
40 | Closer | Norton | UNIJ8101- DA x SN (inactive leaf) | 689 | 1 |  |  | 0 | 0 |  | 0 | 0 |  | 0 | 0 |  | 0 | 0 |  | 0 | 0 |  | 0 | 0 |  | 0 | 0 | 1 | 1 | 0 |  | 0 | 0 |  | 0 | 0 |  | 0 | 0 |  | 0 | 0 |  | 0 | 0 |  | 0 | 0 |  | 0 | 0 |  | 0 | 0 |  | 0 | 0 |  | 0 | 0 |  | 0 | 0 |  | 0 | 0 |  | 0 | 0 |  | 0 | 0 |  | 0 | 0 |  | 0 | 0 |  | 0 | 0 |  | 0 | 0 |  | 0 | 0 |  | 0 | 0 |  | 0 | 0 |  | 0 | 0 |  | 0 | 0 |  | 0 | 0 |  | 0 | 0 |  | 0 | 0 |  | 0 | 0 |  | 0 | 0 |  | 0 | 0 |  | 0 | 0 |  | 0 | 0 |  | 0 | 0 |  | 0 | 0 |  | 0 | 0 |  | 0 | 0 |  | 0 | 0 |  | 0 | 0 |  | 0 | 0
41 | Gasket | Pemko | (20') S88BL x width x 2-height |  | 1 |  |  | 0 | 0 |  | 0 | 0 |  | 0 | 0 |  | 0 | 0 |  | 0 | 0 |  | 0 | 0 |  | 0 | 0 | 1 | 1 | 0 |  | 0 | 0 |  | 0 | 0 |  | 0 | 0 |  | 0 | 0 |  | 0 | 0 |  | 0 | 0 |  | 0 | 0 |  | 0 | 0 |  | 0 | 0 |  | 0 | 0 |  | 0 | 0 |  | 0 | 0 |  | 0 | 0 |  | 0 | 0 |  | 0 | 0 |  | 0 | 0 |  | 0 | 0 |  | 0 | 0 |  | 0 | 0 |  | 0 | 0 |  | 0 | 0 |  | 0 | 0 |  | 0 | 0 |  | 0 | 0 |  | 0 | 0 |  | 0 | 0 |  | 0 | 0 |  | 0 | 0 |  | 0 | 0 |  | 0 | 0 |  | 0 | 0 |  | 0 | 0 |  | 0 | 0 |  | 0 | 0 |  | 0 | 0 |  | 0 | 0 |  | 0 | 0 |  | 0 | 0
42 | Track | KN Crowder | C-108 x Length |  | 1 |  |  | 0 | 0 |  | 0 | 0 |  | 0 | 0 |  | 0 | 0 |  | 0 | 0 |  | 0 | 0 |  | 0 | 0 |  | 0 | 0 | 1 | 1 | 0 |  | 0 | 0 |  | 0 | 0 |  | 0 | 0 |  | 0 | 0 |  | 0 | 0 |  | 0 | 0 |  | 0 | 0 |  | 0 | 0 |  | 0 | 0 |  | 0 | 0 |  | 0 | 0 |  | 0 | 0 |  | 0 | 0 |  | 0 | 0 |  | 0 | 0 |  | 0 | 0 |  | 0 | 0 |  | 0 | 0 |  | 0 | 0 |  | 0 | 0 |  | 0 | 0 |  | 0 | 0 |  | 0 | 0 |  | 0 | 0 |  | 0 | 0 |  | 0 | 0 |  | 0 | 0 |  | 0 | 0 |  | 0 | 0 |  | 0 | 0 |  | 0 | 0 |  | 0 | 0 |  | 0 | 0 |  | 0 | 0 |  | 0 | 0 |  | 0 | 0 |  | 0 | 0
43 | Hanger | KN Crowder | C-818HD |  | 2 |  |  | 0 | 0 |  | 0 | 0 |  | 0 | 0 |  | 0 | 0 |  | 0 | 0 |  | 0 | 0 |  | 0 | 0 |  | 0 | 0 | 2 | 2 | 0 |  | 0 | 0 |  | 0 | 0 |  | 0 | 0 |  | 0 | 0 |  | 0 | 0 |  | 0 | 0 |  | 0 | 0 |  | 0 | 0 |  | 0 | 0 |  | 0 | 0 |  | 0 | 0 |  | 0 | 0 |  | 0 | 0 |  | 0 | 0 |  | 0 | 0 |  | 0 | 0 |  | 0 | 0 |  | 0 | 0 |  | 0 | 0 |  | 0 | 0 |  | 0 | 0 |  | 0 | 0 |  | 0 | 0 |  | 0 | 0 |  | 0 | 0 |  | 0 | 0 |  | 0 | 0 |  | 0 | 0 |  | 0 | 0 |  | 0 | 0 |  | 0 | 0 |  | 0 | 0 |  | 0 | 0 |  | 0 | 0 |  | 0 | 0 |  | 0 | 0 |  | 0 | 0
44 | Stop | KN Crowder | C-100HD In-track | 626 | 2 |  |  | 0 | 0 |  | 0 | 0 |  | 0 | 0 |  | 0 | 0 |  | 0 | 0 |  | 0 | 0 |  | 0 | 0 |  | 0 | 0 | 2 | 2 | 0 |  | 0 | 0 |  | 0 | 0 |  | 0 | 0 |  | 0 | 0 |  | 0 | 0 |  | 0 | 0 |  | 0 | 0 |  | 0 | 0 |  | 0 | 0 |  | 0 | 0 |  | 0 | 0 |  | 0 | 0 |  | 0 | 0 |  | 0 | 0 |  | 0 | 0 |  | 0 | 0 |  | 0 | 0 |  | 0 | 0 |  | 0 | 0 |  | 0 | 0 |  | 0 | 0 |  | 0 | 0 |  | 0 | 0 |  | 0 | 0 |  | 0 | 0 |  | 0 | 0 |  | 0 | 0 |  | 0 | 0 |  | 0 | 0 |  | 0 | 0 |  | 0 | 0 |  | 0 | 0 |  | 0 | 0 |  | 0 | 0 |  | 0 | 0 |  | 0 | 0 |  | 0 | 0
45 | Floor Guide | KN Crowder | C-913 | 626 | 1 |  |  | 0 | 0 |  | 0 | 0 |  | 0 | 0 |  | 0 | 0 |  | 0 | 0 |  | 0 | 0 |  | 0 | 0 |  | 0 | 0 | 1 | 1 | 0 |  | 0 | 0 |  | 0 | 0 |  | 0 | 0 |  | 0 | 0 |  | 0 | 0 |  | 0 | 0 |  | 0 | 0 |  | 0 | 0 |  | 0 | 0 |  | 0 | 0 |  | 0 | 0 |  | 0 | 0 |  | 0 | 0 |  | 0 | 0 |  | 0 | 0 |  | 0 | 0 |  | 0 | 0 |  | 0 | 0 |  | 0 | 0 |  | 0 | 0 |  | 0 | 0 |  | 0 | 0 |  | 0 | 0 |  | 0 | 0 |  | 0 | 0 |  | 0 | 0 |  | 0 | 0 |  | 0 | 0 |  | 0 | 0 |  | 0 | 0 |  | 0 | 0 |  | 0 | 0 |  | 0 | 0 |  | 0 | 0 |  | 0 | 0 |  | 0 | 0 |  | 0 | 0
46 | Channel | KN Crowder | C-914 Guide x Length | 626 | 1 |  |  | 0 | 0 |  | 0 | 0 |  | 0 | 0 |  | 0 | 0 |  | 0 | 0 |  | 0 | 0 |  | 0 | 0 |  | 0 | 0 | 1 | 1 | 0 |  | 0 | 0 |  | 0 | 0 |  | 0 | 0 |  | 0 | 0 |  | 0 | 0 |  | 0 | 0 |  | 0 | 0 |  | 0 | 0 |  | 0 | 0 |  | 0 | 0 |  | 0 | 0 |  | 0 | 0 |  | 0 | 0 |  | 0 | 0 |  | 0 | 0 |  | 0 | 0 |  | 0 | 0 |  | 0 | 0 |  | 0 | 0 |  | 0 | 0 |  | 0 | 0 |  | 0 | 0 |  | 0 | 0 |  | 0 | 0 |  | 0 | 0 |  | 0 | 0 |  | 0 | 0 |  | 0 | 0 |  | 0 | 0 |  | 0 | 0 |  | 0 | 0 |  | 0 | 0 |  | 0 | 0 |  | 0 | 0 |  | 0 | 0 |  | 0 | 0 |  | 0 | 0
47 | Fascia | KN Crowder | C-110 x Length x Primer Finish |  | 1 |  |  | 0 | 0 |  | 0 | 0 |  | 0 | 0 |  | 0 | 0 |  | 0 | 0 |  | 0 | 0 |  | 0 | 0 |  | 0 | 0 | 1 | 1 | 0 |  | 0 | 0 |  | 0 | 0 |  | 0 | 0 |  | 0 | 0 |  | 0 | 0 |  | 0 | 0 |  | 0 | 0 |  | 0 | 0 |  | 0 | 0 |  | 0 | 0 |  | 0 | 0 |  | 0 | 0 |  | 0 | 0 |  | 0 | 0 |  | 0 | 0 |  | 0 | 0 |  | 0 | 0 |  | 0 | 0 |  | 0 | 0 |  | 0 | 0 |  | 0 | 0 |  | 0 | 0 |  | 0 | 0 |  | 0 | 0 |  | 0 | 0 |  | 0 | 0 |  | 0 | 0 |  | 0 | 0 |  | 0 | 0 |  | 0 | 0 |  | 0 | 0 |  | 0 | 0 |  | 0 | 0 |  | 0 | 0 |  | 0 | 0 |  | 0 | 0 |  | 0 | 0
48 | End Cap | KN Crowder | C-110 x Primer Finish |  | 2 |  |  | 0 | 0 |  | 0 | 0 |  | 0 | 0 |  | 0 | 0 |  | 0 | 0 |  | 0 | 0 |  | 0 | 0 |  | 0 | 0 | 2 | 2 | 0 |  | 0 | 0 |  | 0 | 0 |  | 0 | 0 |  | 0 | 0 |  | 0 | 0 |  | 0 | 0 |  | 0 | 0 |  | 0 | 0 |  | 0 | 0 |  | 0 | 0 |  | 0 | 0 |  | 0 | 0 |  | 0 | 0 |  | 0 | 0 |  | 0 | 0 |  | 0 | 0 |  | 0 | 0 |  | 0 | 0 |  | 0 | 0 |  | 0 | 0 |  | 0 | 0 |  | 0 | 0 |  | 0 | 0 |  | 0 | 0 |  | 0 | 0 |  | 0 | 0 |  | 0 | 0 |  | 0 | 0 |  | 0 | 0 |  | 0 | 0 |  | 0 | 0 |  | 0 | 0 |  | 0 | 0 |  | 0 | 0 |  | 0 | 0 |  | 0 | 0 |  | 0 | 0
49 | Passage Set | Inox | XGT-202-PD9610 x hand | 630 | 1 |  |  | 0 | 0 |  | 0 | 0 |  | 0 | 0 |  | 0 | 0 |  | 0 | 0 |  | 0 | 0 |  | 0 | 0 |  | 0 | 0 | 1 | 1 | 0 |  | 0 | 0 |  | 0 | 0 |  | 0 | 0 |  | 0 | 0 |  | 0 | 0 |  | 0 | 0 |  | 0 | 0 |  | 0 | 0 |  | 0 | 0 |  | 0 | 0 |  | 0 | 0 |  | 0 | 0 |  | 0 | 0 |  | 0 | 0 |  | 0 | 0 |  | 0 | 0 |  | 0 | 0 |  | 0 | 0 |  | 0 | 0 |  | 0 | 0 |  | 0 | 0 |  | 0 | 0 |  | 0 | 0 |  | 0 | 0 |  | 0 | 0 |  | 0 | 0 |  | 0 | 0 |  | 0 | 0 |  | 0 | 0 |  | 0 | 0 |  | 0 | 0 |  | 0 | 0 |  | 0 | 0 |  | 0 | 0 |  | 0 | 0 |  | 0 | 0 |  | 0 | 0
50 | Wall Strike | Inox | WS90L | 630 | 1 |  |  | 0 | 0 |  | 0 | 0 |  | 0 | 0 |  | 0 | 0 |  | 0 | 0 |  | 0 | 0 |  | 0 | 0 |  | 0 | 0 | 1 | 1 | 0 |  | 0 | 0 |  | 0 | 0 |  | 0 | 0 |  | 0 | 0 |  | 0 | 0 |  | 0 | 0 |  | 0 | 0 |  | 0 | 0 |  | 0 | 0 |  | 0 | 0 |  | 0 | 0 |  | 0 | 0 |  | 0 | 0 |  | 0 | 0 |  | 0 | 0 |  | 0 | 0 |  | 0 | 0 |  | 0 | 0 |  | 0 | 0 |  | 0 | 0 |  | 0 | 0 |  | 0 | 0 |  | 0 | 0 |  | 0 | 0 |  | 0 | 0 |  | 0 | 0 |  | 0 | 0 |  | 0 | 0 |  | 0 | 0 |  | 0 | 0 |  | 0 | 0 |  | 0 | 0 |  | 0 | 0 |  | 0 | 0 |  | 0 | 0 |  | 0 | 0 |  | 0 | 0
51 | Closer | Norton | 7500-DA-ST x SN | 689 | 5 |  |  | 0 | 0 |  | 0 | 0 |  | 0 | 0 |  | 0 | 0 |  | 0 | 0 |  | 0 | 0 |  | 0 | 0 |  | 0 | 0 |  | 0 | 0 | 1 | 3 | 0 | 1 | 2 | 0 |  | 0 | 0 |  | 0 | 0 |  | 0 | 0 |  | 0 | 0 |  | 0 | 0 |  | 0 | 0 |  | 0 | 0 |  | 0 | 0 |  | 0 | 0 |  | 0 | 0 |  | 0 | 0 |  | 0 | 0 |  | 0 | 0 |  | 0 | 0 |  | 0 | 0 |  | 0 | 0 |  | 0 | 0 |  | 0 | 0 |  | 0 | 0 |  | 0 | 0 |  | 0 | 0 |  | 0 | 0 |  | 0 | 0 |  | 0 | 0 |  | 0 | 0 |  | 0 | 0 |  | 0 | 0 |  | 0 | 0 |  | 0 | 0 |  | 0 | 0 |  | 0 | 0 |  | 0 | 0 |  | 0 | 0 |  | 0 | 0 |  | 0 | 0
52 | Kick Plate | Gallery | (34") GSH 80A-B4E-400mm x width less 38mm | 630 | 6 |  |  | 0 | 0 |  | 0 | 0 |  | 0 | 0 |  | 0 | 0 |  | 0 | 0 |  | 0 | 0 |  | 0 | 0 |  | 0 | 0 |  | 0 | 0 | 1 | 3 | 0 |  | 0 | 0 | 1 | 1 | 0 |  | 0 | 0 |  | 0 | 0 |  | 0 | 0 |  | 0 | 0 | 1 | 1 | 0 |  | 0 | 0 |  | 0 | 0 | 1 | 1 | 0 |  | 0 | 0 |  | 0 | 0 |  | 0 | 0 |  | 0 | 0 |  | 0 | 0 |  | 0 | 0 |  | 0 | 0 |  | 0 | 0 |  | 0 | 0 |  | 0 | 0 |  | 0 | 0 |  | 0 | 0 |  | 0 | 0 |  | 0 | 0 |  | 0 | 0 |  | 0 | 0 |  | 0 | 0 |  | 0 | 0 |  | 0 | 0 |  | 0 | 0 |  | 0 | 0 |  | 0 | 0 |  | 0 | 0 |  | 0 | 0 |  | 0 | 0 |  | 0 | 0
53 | Gasket | Pemko | (18') S88BL x width x 2-height |  | 3 |  |  | 0 | 0 |  | 0 | 0 |  | 0 | 0 |  | 0 | 0 |  | 0 | 0 |  | 0 | 0 |  | 0 | 0 |  | 0 | 0 |  | 0 | 0 |  | 0 | 0 | 1 | 2 | 0 |  | 0 | 0 | 1 | 1 | 0 |  | 0 | 0 |  | 0 | 0 |  | 0 | 0 |  | 0 | 0 |  | 0 | 0 |  | 0 | 0 |  | 0 | 0 |  | 0 | 0 |  | 0 | 0 |  | 0 | 0 |  | 0 | 0 |  | 0 | 0 |  | 0 | 0 |  | 0 | 0 |  | 0 | 0 |  | 0 | 0 |  | 0 | 0 |  | 0 | 0 |  | 0 | 0 |  | 0 | 0 |  | 0 | 0 |  | 0 | 0 |  | 0 | 0 |  | 0 | 0 |  | 0 | 0 |  | 0 | 0 |  | 0 | 0 |  | 0 | 0 |  | 0 | 0 |  | 0 | 0 |  | 0 | 0 |  | 0 | 0 |  | 0 | 0
54 | Closer | Norton | PS7500STH-TB | 689 | 2 |  |  | 0 | 0 |  | 0 | 0 |  | 0 | 0 |  | 0 | 0 |  | 0 | 0 |  | 0 | 0 |  | 0 | 0 |  | 0 | 0 |  | 0 | 0 |  | 0 | 0 |  | 0 | 0 | 1 | 1 | 0 | 1 | 1 | 0 |  | 0 | 0 |  | 0 | 0 |  | 0 | 0 |  | 0 | 0 |  | 0 | 0 |  | 0 | 0 |  | 0 | 0 |  | 0 | 0 |  | 0 | 0 |  | 0 | 0 |  | 0 | 0 |  | 0 | 0 |  | 0 | 0 |  | 0 | 0 |  | 0 | 0 |  | 0 | 0 |  | 0 | 0 |  | 0 | 0 |  | 0 | 0 |  | 0 | 0 |  | 0 | 0 |  | 0 | 0 |  | 0 | 0 |  | 0 | 0 |  | 0 | 0 |  | 0 | 0 |  | 0 | 0 |  | 0 | 0 |  | 0 | 0 |  | 0 | 0 |  | 0 | 0 |  | 0 | 0 |  | 0 | 0
55 | 11247 x width | Rockwood | Push/Pull |  | 2 |  |  | 0 | 0 |  | 0 | 0 |  | 0 | 0 |  | 0 | 0 |  | 0 | 0 |  | 0 | 0 |  | 0 | 0 |  | 0 | 0 |  | 0 | 0 |  | 0 | 0 |  | 0 | 0 |  | 0 | 0 |  | 0 | 0 |  | 0 | 0 | 2 | 2 | 0 |  | 0 | 0 |  | 0 | 0 |  | 0 | 0 |  | 0 | 0 |  | 0 | 0 |  | 0 | 0 |  | 0 | 0 |  | 0 | 0 |  | 0 | 0 |  | 0 | 0 |  | 0 | 0 |  | 0 | 0 |  | 0 | 0 |  | 0 | 0 |  | 0 | 0 |  | 0 | 0 |  | 0 | 0 |  | 0 | 0 |  | 0 | 0 |  | 0 | 0 |  | 0 | 0 |  | 0 | 0 |  | 0 | 0 |  | 0 | 0 |  | 0 | 0 |  | 0 | 0 |  | 0 | 0 |  | 0 | 0 |  | 0 | 0 |  | 0 | 0 |  | 0 | 0
56 | Closer | Norton | PS-7500-ST-DA-TB | 689 | 4 |  |  | 0 | 0 |  | 0 | 0 |  | 0 | 0 |  | 0 | 0 |  | 0 | 0 |  | 0 | 0 |  | 0 | 0 |  | 0 | 0 |  | 0 | 0 |  | 0 | 0 |  | 0 | 0 |  | 0 | 0 |  | 0 | 0 |  | 0 | 0 | 2 | 2 | 0 |  | 0 | 0 | 1 | 1 | 0 | 1 | 1 | 0 |  | 0 | 0 |  | 0 | 0 |  | 0 | 0 |  | 0 | 0 |  | 0 | 0 |  | 0 | 0 |  | 0 | 0 |  | 0 | 0 |  | 0 | 0 |  | 0 | 0 |  | 0 | 0 |  | 0 | 0 |  | 0 | 0 |  | 0 | 0 |  | 0 | 0 |  | 0 | 0 |  | 0 | 0 |  | 0 | 0 |  | 0 | 0 |  | 0 | 0 |  | 0 | 0 |  | 0 | 0 |  | 0 | 0 |  | 0 | 0 |  | 0 | 0 |  | 0 | 0 |  | 0 | 0 |  | 0 | 0
57 | Gasket | Pemko | (19') S88BL x width x 2-height |  | 1 |  |  | 0 | 0 |  | 0 | 0 |  | 0 | 0 |  | 0 | 0 |  | 0 | 0 |  | 0 | 0 |  | 0 | 0 |  | 0 | 0 |  | 0 | 0 |  | 0 | 0 |  | 0 | 0 |  | 0 | 0 |  | 0 | 0 |  | 0 | 0 | 1 | 1 | 0 |  | 0 | 0 |  | 0 | 0 |  | 0 | 0 |  | 0 | 0 |  | 0 | 0 |  | 0 | 0 |  | 0 | 0 |  | 0 | 0 |  | 0 | 0 |  | 0 | 0 |  | 0 | 0 |  | 0 | 0 |  | 0 | 0 |  | 0 | 0 |  | 0 | 0 |  | 0 | 0 |  | 0 | 0 |  | 0 | 0 |  | 0 | 0 |  | 0 | 0 |  | 0 | 0 |  | 0 | 0 |  | 0 | 0 |  | 0 | 0 |  | 0 | 0 |  | 0 | 0 |  | 0 | 0 |  | 0 | 0 |  | 0 | 0 |  | 0 | 0 |  | 0 | 0
58 | Mtg. Stile | Pemko | 351CV x length | 630 | 1 |  |  | 0 | 0 |  | 0 | 0 |  | 0 | 0 |  | 0 | 0 |  | 0 | 0 |  | 0 | 0 |  | 0 | 0 |  | 0 | 0 |  | 0 | 0 |  | 0 | 0 |  | 0 | 0 |  | 0 | 0 |  | 0 | 0 |  | 0 | 0 | 1 | 1 | 0 |  | 0 | 0 |  | 0 | 0 |  | 0 | 0 |  | 0 | 0 |  | 0 | 0 |  | 0 | 0 |  | 0 | 0 |  | 0 | 0 |  | 0 | 0 |  | 0 | 0 |  | 0 | 0 |  | 0 | 0 |  | 0 | 0 |  | 0 | 0 |  | 0 | 0 |  | 0 | 0 |  | 0 | 0 |  | 0 | 0 |  | 0 | 0 |  | 0 | 0 |  | 0 | 0 |  | 0 | 0 |  | 0 | 0 |  | 0 | 0 |  | 0 | 0 |  | 0 | 0 |  | 0 | 0 |  | 0 | 0 |  | 0 | 0 |  | 0 | 0 |  | 0 | 0
59 | Door Bottom | Pemko | (42") 420SL x width | 628 | 1 |  |  | 0 | 0 |  | 0 | 0 |  | 0 | 0 |  | 0 | 0 |  | 0 | 0 |  | 0 | 0 |  | 0 | 0 |  | 0 | 0 |  | 0 | 0 |  | 0 | 0 |  | 0 | 0 |  | 0 | 0 |  | 0 | 0 |  | 0 | 0 | 1 | 1 | 0 |  | 0 | 0 |  | 0 | 0 |  | 0 | 0 |  | 0 | 0 |  | 0 | 0 |  | 0 | 0 |  | 0 | 0 |  | 0 | 0 |  | 0 | 0 |  | 0 | 0 |  | 0 | 0 |  | 0 | 0 |  | 0 | 0 |  | 0 | 0 |  | 0 | 0 |  | 0 | 0 |  | 0 | 0 |  | 0 | 0 |  | 0 | 0 |  | 0 | 0 |  | 0 | 0 |  | 0 | 0 |  | 0 | 0 |  | 0 | 0 |  | 0 | 0 |  | 0 | 0 |  | 0 | 0 |  | 0 | 0 |  | 0 | 0 |  | 0 | 0 |  | 0 | 0
60 | Door Bottom | Pemko | (16") 420SL x width | 628 | 1 |  |  | 0 | 0 |  | 0 | 0 |  | 0 | 0 |  | 0 | 0 |  | 0 | 0 |  | 0 | 0 |  | 0 | 0 |  | 0 | 0 |  | 0 | 0 |  | 0 | 0 |  | 0 | 0 |  | 0 | 0 |  | 0 | 0 |  | 0 | 0 | 1 | 1 | 0 |  | 0 | 0 |  | 0 | 0 |  | 0 | 0 |  | 0 | 0 |  | 0 | 0 |  | 0 | 0 |  | 0 | 0 |  | 0 | 0 |  | 0 | 0 |  | 0 | 0 |  | 0 | 0 |  | 0 | 0 |  | 0 | 0 |  | 0 | 0 |  | 0 | 0 |  | 0 | 0 |  | 0 | 0 |  | 0 | 0 |  | 0 | 0 |  | 0 | 0 |  | 0 | 0 |  | 0 | 0 |  | 0 | 0 |  | 0 | 0 |  | 0 | 0 |  | 0 | 0 |  | 0 | 0 |  | 0 | 0 |  | 0 | 0 |  | 0 | 0 |  | 0 | 0
61 | Stop | Pemko | ERS-84C-HT-hand-Torx |  | 8 |  |  | 0 | 0 |  | 0 | 0 |  | 0 | 0 |  | 0 | 0 |  | 0 | 0 |  | 0 | 0 |  | 0 | 0 |  | 0 | 0 |  | 0 | 0 |  | 0 | 0 |  | 0 | 0 |  | 0 | 0 |  | 0 | 0 |  | 0 | 0 |  | 0 | 0 | 1 | 2 | 0 |  | 0 | 0 |  | 0 | 0 |  | 0 | 0 |  | 0 | 0 |  | 0 | 0 | 1 | 1 | 0 | 1 | 2 | 0 | 1 | 3 | 0 |  | 0 | 0 |  | 0 | 0 |  | 0 | 0 |  | 0 | 0 |  | 0 | 0 |  | 0 | 0 |  | 0 | 0 |  | 0 | 0 |  | 0 | 0 |  | 0 | 0 |  | 0 | 0 |  | 0 | 0 |  | 0 | 0 |  | 0 | 0 |  | 0 | 0 |  | 0 | 0 |  | 0 | 0 |  | 0 | 0 |  | 0 | 0 |  | 0 | 0 |  | 0 | 0 |  | 0 | 0
62 | W/F Stop | Gallery | GSH 200B/218B/231/233 | 630 | 8 |  |  | 0 | 0 |  | 0 | 0 |  | 0 | 0 |  | 0 | 0 |  | 0 | 0 |  | 0 | 0 |  | 0 | 0 |  | 0 | 0 |  | 0 | 0 |  | 0 | 0 |  | 0 | 0 |  | 0 | 0 |  | 0 | 0 |  | 0 | 0 |  | 0 | 0 | 1 | 2 | 0 |  | 0 | 0 |  | 0 | 0 |  | 0 | 0 |  | 0 | 0 |  | 0 | 0 | 1 | 1 | 0 | 1 | 2 | 0 | 1 | 3 | 0 |  | 0 | 0 |  | 0 | 0 |  | 0 | 0 |  | 0 | 0 |  | 0 | 0 |  | 0 | 0 |  | 0 | 0 |  | 0 | 0 |  | 0 | 0 |  | 0 | 0 |  | 0 | 0 |  | 0 | 0 |  | 0 | 0 |  | 0 | 0 |  | 0 | 0 |  | 0 | 0 |  | 0 | 0 |  | 0 | 0 |  | 0 | 0 |  | 0 | 0 |  | 0 | 0 |  | 0 | 0
63 | Hinges | McKinney | T4A3786 4 1/2" x 4 1/2" | 652 | 6 |  |  | 0 | 0 |  | 0 | 0 |  | 0 | 0 |  | 0 | 0 |  | 0 | 0 |  | 0 | 0 |  | 0 | 0 |  | 0 | 0 |  | 0 | 0 |  | 0 | 0 |  | 0 | 0 |  | 0 | 0 |  | 0 | 0 |  | 0 | 0 |  | 0 | 0 |  | 0 | 0 | 3 | 3 | 0 | 3 | 3 | 0 |  | 0 | 0 |  | 0 | 0 |  | 0 | 0 |  | 0 | 0 |  | 0 | 0 |  | 0 | 0 |  | 0 | 0 |  | 0 | 0 |  | 0 | 0 |  | 0 | 0 |  | 0 | 0 |  | 0 | 0 |  | 0 | 0 |  | 0 | 0 |  | 0 | 0 |  | 0 | 0 |  | 0 | 0 |  | 0 | 0 |  | 0 | 0 |  | 0 | 0 |  | 0 | 0 |  | 0 | 0 |  | 0 | 0 |  | 0 | 0 |  | 0 | 0 |  | 0 | 0 |  | 0 | 0 |  | 0 | 0
64 | Kick Plate | Gallery | (30") GSH 80A-B4E-400mm x width less 38mm | 630 | 1 |  |  | 0 | 0 |  | 0 | 0 |  | 0 | 0 |  | 0 | 0 |  | 0 | 0 |  | 0 | 0 |  | 0 | 0 |  | 0 | 0 |  | 0 | 0 |  | 0 | 0 |  | 0 | 0 |  | 0 | 0 |  | 0 | 0 |  | 0 | 0 |  | 0 | 0 |  | 0 | 0 |  | 0 | 0 | 1 | 1 | 0 |  | 0 | 0 |  | 0 | 0 |  | 0 | 0 |  | 0 | 0 |  | 0 | 0 |  | 0 | 0 |  | 0 | 0 |  | 0 | 0 |  | 0 | 0 |  | 0 | 0 |  | 0 | 0 |  | 0 | 0 |  | 0 | 0 |  | 0 | 0 |  | 0 | 0 |  | 0 | 0 |  | 0 | 0 |  | 0 | 0 |  | 0 | 0 |  | 0 | 0 |  | 0 | 0 |  | 0 | 0 |  | 0 | 0 |  | 0 | 0 |  | 0 | 0 |  | 0 | 0 |  | 0 | 0 |  | 0 | 0
65 | Lock Set | Sargent | 8237 x LNJ x hand | 626 | 1 |  |  | 0 | 0 |  | 0 | 0 |  | 0 | 0 |  | 0 | 0 |  | 0 | 0 |  | 0 | 0 |  | 0 | 0 |  | 0 | 0 |  | 0 | 0 |  | 0 | 0 |  | 0 | 0 |  | 0 | 0 |  | 0 | 0 |  | 0 | 0 |  | 0 | 0 |  | 0 | 0 |  | 0 | 0 |  | 0 | 0 | 1 | 1 | 0 |  | 0 | 0 |  | 0 | 0 |  | 0 | 0 |  | 0 | 0 |  | 0 | 0 |  | 0 | 0 |  | 0 | 0 |  | 0 | 0 |  | 0 | 0 |  | 0 | 0 |  | 0 | 0 |  | 0 | 0 |  | 0 | 0 |  | 0 | 0 |  | 0 | 0 |  | 0 | 0 |  | 0 | 0 |  | 0 | 0 |  | 0 | 0 |  | 0 | 0 |  | 0 | 0 |  | 0 | 0 |  | 0 | 0 |  | 0 | 0 |  | 0 | 0 |  | 0 | 0 |  | 0 | 0
66 | W/F Stop | Gallery | GSH 200S/218S/240/250 | 630 | 2 |  |  | 0 | 0 |  | 0 | 0 |  | 0 | 0 |  | 0 | 0 |  | 0 | 0 |  | 0 | 0 |  | 0 | 0 |  | 0 | 0 |  | 0 | 0 |  | 0 | 0 |  | 0 | 0 |  | 0 | 0 |  | 0 | 0 |  | 0 | 0 |  | 0 | 0 |  | 0 | 0 |  | 0 | 0 |  | 0 | 0 | 2 | 2 | 0 |  | 0 | 0 |  | 0 | 0 |  | 0 | 0 |  | 0 | 0 |  | 0 | 0 |  | 0 | 0 |  | 0 | 0 |  | 0 | 0 |  | 0 | 0 |  | 0 | 0 |  | 0 | 0 |  | 0 | 0 |  | 0 | 0 |  | 0 | 0 |  | 0 | 0 |  | 0 | 0 |  | 0 | 0 |  | 0 | 0 |  | 0 | 0 |  | 0 | 0 |  | 0 | 0 |  | 0 | 0 |  | 0 | 0 |  | 0 | 0 |  | 0 | 0 |  | 0 | 0 |  | 0 | 0
67 | Stretch. Plate | Gallery | GSH 80A-B4E-203mm x width less 25mm | 630 | 2 |  |  | 0 | 0 |  | 0 | 0 |  | 0 | 0 |  | 0 | 0 |  | 0 | 0 |  | 0 | 0 |  | 0 | 0 |  | 0 | 0 |  | 0 | 0 |  | 0 | 0 |  | 0 | 0 |  | 0 | 0 |  | 0 | 0 |  | 0 | 0 |  | 0 | 0 |  | 0 | 0 |  | 0 | 0 |  | 0 | 0 | 2 | 2 | 0 |  | 0 | 0 |  | 0 | 0 |  | 0 | 0 |  | 0 | 0 |  | 0 | 0 |  | 0 | 0 |  | 0 | 0 |  | 0 | 0 |  | 0 | 0 |  | 0 | 0 |  | 0 | 0 |  | 0 | 0 |  | 0 | 0 |  | 0 | 0 |  | 0 | 0 |  | 0 | 0 |  | 0 | 0 |  | 0 | 0 |  | 0 | 0 |  | 0 | 0 |  | 0 | 0 |  | 0 | 0 |  | 0 | 0 |  | 0 | 0 |  | 0 | 0 |  | 0 | 0 |  | 0 | 0
68 | Kick Plate | Gallery | (11") GSH 80A-B4E-400mm x width less 38mm |  | 1 |  |  | 0 | 0 |  | 0 | 0 |  | 0 | 0 |  | 0 | 0 |  | 0 | 0 |  | 0 | 0 |  | 0 | 0 |  | 0 | 0 |  | 0 | 0 |  | 0 | 0 |  | 0 | 0 |  | 0 | 0 |  | 0 | 0 |  | 0 | 0 |  | 0 | 0 |  | 0 | 0 |  | 0 | 0 |  | 0 | 0 | 1 | 1 | 0 |  | 0 | 0 |  | 0 | 0 |  | 0 | 0 |  | 0 | 0 |  | 0 | 0 |  | 0 | 0 |  | 0 | 0 |  | 0 | 0 |  | 0 | 0 |  | 0 | 0 |  | 0 | 0 |  | 0 | 0 |  | 0 | 0 |  | 0 | 0 |  | 0 | 0 |  | 0 | 0 |  | 0 | 0 |  | 0 | 0 |  | 0 | 0 |  | 0 | 0 |  | 0 | 0 |  | 0 | 0 |  | 0 | 0 |  | 0 | 0 |  | 0 | 0 |  | 0 | 0 |  | 0 | 0
69 | Closer | Norton | 7500-DA-ST-TB | 689 | 1 |  |  | 0 | 0 |  | 0 | 0 |  | 0 | 0 |  | 0 | 0 |  | 0 | 0 |  | 0 | 0 |  | 0 | 0 |  | 0 | 0 |  | 0 | 0 |  | 0 | 0 |  | 0 | 0 |  | 0 | 0 |  | 0 | 0 |  | 0 | 0 |  | 0 | 0 |  | 0 | 0 |  | 0 | 0 |  | 0 | 0 |  | 0 | 0 | 1 | 1 | 0 |  | 0 | 0 |  | 0 | 0 |  | 0 | 0 |  | 0 | 0 |  | 0 | 0 |  | 0 | 0 |  | 0 | 0 |  | 0 | 0 |  | 0 | 0 |  | 0 | 0 |  | 0 | 0 |  | 0 | 0 |  | 0 | 0 |  | 0 | 0 |  | 0 | 0 |  | 0 | 0 |  | 0 | 0 |  | 0 | 0 |  | 0 | 0 |  | 0 | 0 |  | 0 | 0 |  | 0 | 0 |  | 0 | 0 |  | 0 | 0 |  | 0 | 0 |  | 0 | 0
70 | Gasket | Pemko | (17') 312CR x width x 2-height | 628 | 1 |  |  | 0 | 0 |  | 0 | 0 |  | 0 | 0 |  | 0 | 0 |  | 0 | 0 |  | 0 | 0 |  | 0 | 0 |  | 0 | 0 |  | 0 | 0 |  | 0 | 0 |  | 0 | 0 |  | 0 | 0 |  | 0 | 0 |  | 0 | 0 |  | 0 | 0 |  | 0 | 0 |  | 0 | 0 |  | 0 | 0 |  | 0 | 0 | 1 | 1 | 0 |  | 0 | 0 |  | 0 | 0 |  | 0 | 0 |  | 0 | 0 |  | 0 | 0 |  | 0 | 0 |  | 0 | 0 |  | 0 | 0 |  | 0 | 0 |  | 0 | 0 |  | 0 | 0 |  | 0 | 0 |  | 0 | 0 |  | 0 | 0 |  | 0 | 0 |  | 0 | 0 |  | 0 | 0 |  | 0 | 0 |  | 0 | 0 |  | 0 | 0 |  | 0 | 0 |  | 0 | 0 |  | 0 | 0 |  | 0 | 0 |  | 0 | 0 |  | 0 | 0
71 | Passage Set | Sargent | 10XG15 -LL | 626 | 1 |  |  | 0 | 0 |  | 0 | 0 |  | 0 | 0 |  | 0 | 0 |  | 0 | 0 |  | 0 | 0 |  | 0 | 0 |  | 0 | 0 |  | 0 | 0 |  | 0 | 0 |  | 0 | 0 |  | 0 | 0 |  | 0 | 0 |  | 0 | 0 |  | 0 | 0 |  | 0 | 0 |  | 0 | 0 |  | 0 | 0 |  | 0 | 0 |  | 0 | 0 |  | 0 | 0 | 1 | 1 | 0 |  | 0 | 0 |  | 0 | 0 |  | 0 | 0 |  | 0 | 0 |  | 0 | 0 |  | 0 | 0 |  | 0 | 0 |  | 0 | 0 |  | 0 | 0 |  | 0 | 0 |  | 0 | 0 |  | 0 | 0 |  | 0 | 0 |  | 0 | 0 |  | 0 | 0 |  | 0 | 0 |  | 0 | 0 |  | 0 | 0 |  | 0 | 0 |  | 0 | 0 |  | 0 | 0 |  | 0 | 0 |  | 0 | 0 |  | 0 | 0
72 | Ind. Lock Set | Sargent | V21-8257 x LNJ | 626 | 2 |  |  | 0 | 0 |  | 0 | 0 |  | 0 | 0 |  | 0 | 0 |  | 0 | 0 |  | 0 | 0 |  | 0 | 0 |  | 0 | 0 |  | 0 | 0 |  | 0 | 0 |  | 0 | 0 |  | 0 | 0 |  | 0 | 0 |  | 0 | 0 |  | 0 | 0 |  | 0 | 0 |  | 0 | 0 |  | 0 | 0 |  | 0 | 0 |  | 0 | 0 |  | 0 | 0 |  | 0 | 0 | 1 | 2 | 0 |  | 0 | 0 |  | 0 | 0 |  | 0 | 0 |  | 0 | 0 |  | 0 | 0 |  | 0 | 0 |  | 0 | 0 |  | 0 | 0 |  | 0 | 0 |  | 0 | 0 |  | 0 | 0 |  | 0 | 0 |  | 0 | 0 |  | 0 | 0 |  | 0 | 0 |  | 0 | 0 |  | 0 | 0 |  | 0 | 0 |  | 0 | 0 |  | 0 | 0 |  | 0 | 0 |  | 0 | 0 |  | 0 | 0
73 | Lock Set | Sargent | 55-56-8204 x LNJ x hand (Less Cylinder) | 626 | 3 |  |  | 0 | 0 |  | 0 | 0 |  | 0 | 0 |  | 0 | 0 |  | 0 | 0 |  | 0 | 0 |  | 0 | 0 |  | 0 | 0 |  | 0 | 0 |  | 0 | 0 |  | 0 | 0 |  | 0 | 0 |  | 0 | 0 |  | 0 | 0 |  | 0 | 0 |  | 0 | 0 |  | 0 | 0 |  | 0 | 0 |  | 0 | 0 |  | 0 | 0 |  | 0 | 0 |  | 0 | 0 |  | 0 | 0 | 1 | 3 | 0 |  | 0 | 0 |  | 0 | 0 |  | 0 | 0 |  | 0 | 0 |  | 0 | 0 |  | 0 | 0 |  | 0 | 0 |  | 0 | 0 |  | 0 | 0 |  | 0 | 0 |  | 0 | 0 |  | 0 | 0 |  | 0 | 0 |  | 0 | 0 |  | 0 | 0 |  | 0 | 0 |  | 0 | 0 |  | 0 | 0 |  | 0 | 0 |  | 0 | 0 |  | 0 | 0 |  | 0 | 0
74 | Morise Cylender | Lawrence | 8700 Series Coin Turn Cylinder | 626 | 3 |  |  | 0 | 0 |  | 0 | 0 |  | 0 | 0 |  | 0 | 0 |  | 0 | 0 |  | 0 | 0 |  | 0 | 0 |  | 0 | 0 |  | 0 | 0 |  | 0 | 0 |  | 0 | 0 |  | 0 | 0 |  | 0 | 0 |  | 0 | 0 |  | 0 | 0 |  | 0 | 0 |  | 0 | 0 |  | 0 | 0 |  | 0 | 0 |  | 0 | 0 |  | 0 | 0 |  | 0 | 0 |  | 0 | 0 | 1 | 3 | 0 |  | 0 | 0 |  | 0 | 0 |  | 0 | 0 |  | 0 | 0 |  | 0 | 0 |  | 0 | 0 |  | 0 | 0 |  | 0 | 0 |  | 0 | 0 |  | 0 | 0 |  | 0 | 0 |  | 0 | 0 |  | 0 | 0 |  | 0 | 0 |  | 0 | 0 |  | 0 | 0 |  | 0 | 0 |  | 0 | 0 |  | 0 | 0 |  | 0 | 0 |  | 0 | 0 |  | 0 | 0
75 | Operator | Record | 8100 RH CLR STD BREAKOUT | 627 | 3 |  |  | 0 | 0 |  | 0 | 0 |  | 0 | 0 |  | 0 | 0 |  | 0 | 0 |  | 0 | 0 |  | 0 | 0 |  | 0 | 0 |  | 0 | 0 |  | 0 | 0 |  | 0 | 0 |  | 0 | 0 |  | 0 | 0 |  | 0 | 0 |  | 0 | 0 |  | 0 | 0 |  | 0 | 0 |  | 0 | 0 |  | 0 | 0 |  | 0 | 0 |  | 0 | 0 |  | 0 | 0 |  | 0 | 0 | 1 | 3 | 0 |  | 0 | 0 |  | 0 | 0 |  | 0 | 0 |  | 0 | 0 |  | 0 | 0 |  | 0 | 0 |  | 0 | 0 |  | 0 | 0 |  | 0 | 0 |  | 0 | 0 |  | 0 | 0 |  | 0 | 0 |  | 0 | 0 |  | 0 | 0 |  | 0 | 0 |  | 0 | 0 |  | 0 | 0 |  | 0 | 0 |  | 0 | 0 |  | 0 | 0 |  | 0 | 0 |  | 0 | 0
76 | Actuator | Camden | CM-7536VR/4 ‘Push To Open’ | 630 | 6 |  |  | 0 | 0 |  | 0 | 0 |  | 0 | 0 |  | 0 | 0 |  | 0 | 0 |  | 0 | 0 |  | 0 | 0 |  | 0 | 0 |  | 0 | 0 |  | 0 | 0 |  | 0 | 0 |  | 0 | 0 |  | 0 | 0 |  | 0 | 0 |  | 0 | 0 |  | 0 | 0 |  | 0 | 0 |  | 0 | 0 |  | 0 | 0 |  | 0 | 0 |  | 0 | 0 |  | 0 | 0 |  | 0 | 0 | 2 | 6 | 0 |  | 0 | 0 |  | 0 | 0 |  | 0 | 0 |  | 0 | 0 |  | 0 | 0 |  | 0 | 0 |  | 0 | 0 |  | 0 | 0 |  | 0 | 0 |  | 0 | 0 |  | 0 | 0 |  | 0 | 0 |  | 0 | 0 |  | 0 | 0 |  | 0 | 0 |  | 0 | 0 |  | 0 | 0 |  | 0 | 0 |  | 0 | 0 |  | 0 | 0 |  | 0 | 0 |  | 0 | 0
77 | Actuator | Camden | CM-7536VR/8B ‘Push To Lock’ (red) | 630 | 3 |  |  | 0 | 0 |  | 0 | 0 |  | 0 | 0 |  | 0 | 0 |  | 0 | 0 |  | 0 | 0 |  | 0 | 0 |  | 0 | 0 |  | 0 | 0 |  | 0 | 0 |  | 0 | 0 |  | 0 | 0 |  | 0 | 0 |  | 0 | 0 |  | 0 | 0 |  | 0 | 0 |  | 0 | 0 |  | 0 | 0 |  | 0 | 0 |  | 0 | 0 |  | 0 | 0 |  | 0 | 0 |  | 0 | 0 | 1 | 3 | 0 |  | 0 | 0 |  | 0 | 0 |  | 0 | 0 |  | 0 | 0 |  | 0 | 0 |  | 0 | 0 |  | 0 | 0 |  | 0 | 0 |  | 0 | 0 |  | 0 | 0 |  | 0 | 0 |  | 0 | 0 |  | 0 | 0 |  | 0 | 0 |  | 0 | 0 |  | 0 | 0 |  | 0 | 0 |  | 0 | 0 |  | 0 | 0 |  | 0 | 0 |  | 0 | 0 |  | 0 | 0
78 | Annunciator | Camden | CM-AF503 (‘Occupied’ - red) | 630 | 6 |  |  | 0 | 0 |  | 0 | 0 |  | 0 | 0 |  | 0 | 0 |  | 0 | 0 |  | 0 | 0 |  | 0 | 0 |  | 0 | 0 |  | 0 | 0 |  | 0 | 0 |  | 0 | 0 |  | 0 | 0 |  | 0 | 0 |  | 0 | 0 |  | 0 | 0 |  | 0 | 0 |  | 0 | 0 |  | 0 | 0 |  | 0 | 0 |  | 0 | 0 |  | 0 | 0 |  | 0 | 0 |  | 0 | 0 | 2 | 6 | 0 |  | 0 | 0 |  | 0 | 0 |  | 0 | 0 |  | 0 | 0 |  | 0 | 0 |  | 0 | 0 |  | 0 | 0 |  | 0 | 0 |  | 0 | 0 |  | 0 | 0 |  | 0 | 0 |  | 0 | 0 |  | 0 | 0 |  | 0 | 0 |  | 0 | 0 |  | 0 | 0 |  | 0 | 0 |  | 0 | 0 |  | 0 | 0 |  | 0 | 0 |  | 0 | 0 |  | 0 | 0
79 | Key Switch | Securitron | MKN | 630 | 3 |  |  | 0 | 0 |  | 0 | 0 |  | 0 | 0 |  | 0 | 0 |  | 0 | 0 |  | 0 | 0 |  | 0 | 0 |  | 0 | 0 |  | 0 | 0 |  | 0 | 0 |  | 0 | 0 |  | 0 | 0 |  | 0 | 0 |  | 0 | 0 |  | 0 | 0 |  | 0 | 0 |  | 0 | 0 |  | 0 | 0 |  | 0 | 0 |  | 0 | 0 |  | 0 | 0 |  | 0 | 0 |  | 0 | 0 | 1 | 3 | 0 |  | 0 | 0 |  | 0 | 0 |  | 0 | 0 |  | 0 | 0 |  | 0 | 0 |  | 0 | 0 |  | 0 | 0 |  | 0 | 0 |  | 0 | 0 |  | 0 | 0 |  | 0 | 0 |  | 0 | 0 |  | 0 | 0 |  | 0 | 0 |  | 0 | 0 |  | 0 | 0 |  | 0 | 0 |  | 0 | 0 |  | 0 | 0 |  | 0 | 0 |  | 0 | 0 |  | 0 | 0
80 | Ball Contact | Edwards | 45 |  | 3 |  |  | 0 | 0 |  | 0 | 0 |  | 0 | 0 |  | 0 | 0 |  | 0 | 0 |  | 0 | 0 |  | 0 | 0 |  | 0 | 0 |  | 0 | 0 |  | 0 | 0 |  | 0 | 0 |  | 0 | 0 |  | 0 | 0 |  | 0 | 0 |  | 0 | 0 |  | 0 | 0 |  | 0 | 0 |  | 0 | 0 |  | 0 | 0 |  | 0 | 0 |  | 0 | 0 |  | 0 | 0 |  | 0 | 0 | 1 | 3 | 0 |  | 0 | 0 |  | 0 | 0 |  | 0 | 0 |  | 0 | 0 |  | 0 | 0 |  | 0 | 0 |  | 0 | 0 |  | 0 | 0 |  | 0 | 0 |  | 0 | 0 |  | 0 | 0 |  | 0 | 0 |  | 0 | 0 |  | 0 | 0 |  | 0 | 0 |  | 0 | 0 |  | 0 | 0 |  | 0 | 0 |  | 0 | 0 |  | 0 | 0 |  | 0 | 0 |  | 0 | 0
81 | Trans. Cable | Camden | CM-PT38 | CA | 3 |  |  | 0 | 0 |  | 0 | 0 |  | 0 | 0 |  | 0 | 0 |  | 0 | 0 |  | 0 | 0 |  | 0 | 0 |  | 0 | 0 |  | 0 | 0 |  | 0 | 0 |  | 0 | 0 |  | 0 | 0 |  | 0 | 0 |  | 0 | 0 |  | 0 | 0 |  | 0 | 0 |  | 0 | 0 |  | 0 | 0 |  | 0 | 0 |  | 0 | 0 |  | 0 | 0 |  | 0 | 0 |  | 0 | 0 | 1 | 3 | 0 |  | 0 | 0 |  | 0 | 0 |  | 0 | 0 |  | 0 | 0 |  | 0 | 0 |  | 0 | 0 |  | 0 | 0 |  | 0 | 0 |  | 0 | 0 |  | 0 | 0 |  | 0 | 0 |  | 0 | 0 |  | 0 | 0 |  | 0 | 0 |  | 0 | 0 |  | 0 | 0 |  | 0 | 0 |  | 0 | 0 |  | 0 | 0 |  | 0 | 0 |  | 0 | 0 |  | 0 | 0
82 | Controller | Camden | CX-33 | 630 | 3 |  |  | 0 | 0 |  | 0 | 0 |  | 0 | 0 |  | 0 | 0 |  | 0 | 0 |  | 0 | 0 |  | 0 | 0 |  | 0 | 0 |  | 0 | 0 |  | 0 | 0 |  | 0 | 0 |  | 0 | 0 |  | 0 | 0 |  | 0 | 0 |  | 0 | 0 |  | 0 | 0 |  | 0 | 0 |  | 0 | 0 |  | 0 | 0 |  | 0 | 0 |  | 0 | 0 |  | 0 | 0 |  | 0 | 0 | 1 | 3 | 0 |  | 0 | 0 |  | 0 | 0 |  | 0 | 0 |  | 0 | 0 |  | 0 | 0 |  | 0 | 0 |  | 0 | 0 |  | 0 | 0 |  | 0 | 0 |  | 0 | 0 |  | 0 | 0 |  | 0 | 0 |  | 0 | 0 |  | 0 | 0 |  | 0 | 0 |  | 0 | 0 |  | 0 | 0 |  | 0 | 0 |  | 0 | 0 |  | 0 | 0 |  | 0 | 0 |  | 0 | 0
83 | Latch. Relay |  | By Others (for ball contact) |  | 3 |  |  | 0 | 0 |  | 0 | 0 |  | 0 | 0 |  | 0 | 0 |  | 0 | 0 |  | 0 | 0 |  | 0 | 0 |  | 0 | 0 |  | 0 | 0 |  | 0 | 0 |  | 0 | 0 |  | 0 | 0 |  | 0 | 0 |  | 0 | 0 |  | 0 | 0 |  | 0 | 0 |  | 0 | 0 |  | 0 | 0 |  | 0 | 0 |  | 0 | 0 |  | 0 | 0 |  | 0 | 0 |  | 0 | 0 | 1 | 3 | 0 |  | 0 | 0 |  | 0 | 0 |  | 0 | 0 |  | 0 | 0 |  | 0 | 0 |  | 0 | 0 |  | 0 | 0 |  | 0 | 0 |  | 0 | 0 |  | 0 | 0 |  | 0 | 0 |  | 0 | 0 |  | 0 | 0 |  | 0 | 0 |  | 0 | 0 |  | 0 | 0 |  | 0 | 0 |  | 0 | 0 |  | 0 | 0 |  | 0 | 0 |  | 0 | 0 |  | 0 | 0
84 | Kick Plate | Gallery | (40") GSH 80A-B4E-400mm x width less 38mm | 630 | 3 |  |  | 0 | 0 |  | 0 | 0 |  | 0 | 0 |  | 0 | 0 |  | 0 | 0 |  | 0 | 0 |  | 0 | 0 |  | 0 | 0 |  | 0 | 0 |  | 0 | 0 |  | 0 | 0 |  | 0 | 0 |  | 0 | 0 |  | 0 | 0 |  | 0 | 0 |  | 0 | 0 |  | 0 | 0 |  | 0 | 0 |  | 0 | 0 |  | 0 | 0 |  | 0 | 0 |  | 0 | 0 |  | 0 | 0 | 1 | 3 | 0 |  | 0 | 0 |  | 0 | 0 |  | 0 | 0 |  | 0 | 0 |  | 0 | 0 |  | 0 | 0 |  | 0 | 0 |  | 0 | 0 |  | 0 | 0 |  | 0 | 0 |  | 0 | 0 |  | 0 | 0 |  | 0 | 0 |  | 0 | 0 |  | 0 | 0 |  | 0 | 0 |  | 0 | 0 |  | 0 | 0 |  | 0 | 0 |  | 0 | 0 |  | 0 | 0 |  | 0 | 0
85 | Smoke Seal | Pemko | (18')18041CSB x width | 627 | 6 |  |  | 0 | 0 |  | 0 | 0 |  | 0 | 0 |  | 0 | 0 |  | 0 | 0 |  | 0 | 0 |  | 0 | 0 |  | 0 | 0 |  | 0 | 0 |  | 0 | 0 |  | 0 | 0 |  | 0 | 0 |  | 0 | 0 |  | 0 | 0 |  | 0 | 0 |  | 0 | 0 |  | 0 | 0 |  | 0 | 0 |  | 0 | 0 |  | 0 | 0 |  | 0 | 0 |  | 0 | 0 |  | 0 | 0 | 2 | 6 | 0 |  | 0 | 0 |  | 0 | 0 |  | 0 | 0 |  | 0 | 0 |  | 0 | 0 |  | 0 | 0 |  | 0 | 0 |  | 0 | 0 |  | 0 | 0 |  | 0 | 0 |  | 0 | 0 |  | 0 | 0 |  | 0 | 0 |  | 0 | 0 |  | 0 | 0 |  | 0 | 0 |  | 0 | 0 |  | 0 | 0 |  | 0 | 0 |  | 0 | 0 |  | 0 | 0 |  | 0 | 0
86 |  |  |  |  | 0 |  |  | 0 | 0 |  | 0 | 0 |  | 0 | 0 |  | 0 | 0 |  | 0 | 0 |  | 0 | 0 |  | 0 | 0 |  | 0 | 0 |  | 0 | 0 |  | 0 | 0 |  | 0 | 0 |  | 0 | 0 |  | 0 | 0 |  | 0 | 0 |  | 0 | 0 |  | 0 | 0 |  | 0 | 0 |  | 0 | 0 |  | 0 | 0 |  | 0 | 0 |  | 0 | 0 |  | 0 | 0 |  | 0 | 0 |  | 0 | 0 |  | 0 | 0 |  | 0 | 0 |  | 0 | 0 |  | 0 | 0 |  | 0 | 0 |  | 0 | 0 |  | 0 | 0 |  | 0 | 0 |  | 0 | 0 |  | 0 | 0 |  | 0 | 0 |  | 0 | 0 |  | 0 | 0 |  | 0 | 0 |  | 0 | 0 |  | 0 | 0 |  | 0 | 0 |  | 0 | 0 |  | 0 | 0 |  | 0 | 0 |  | 0 | 0 |  | 0 | 0
87 |  |  |  |  | 0 |  |  | 0 | 0 |  | 0 | 0 |  | 0 | 0 |  | 0 | 0 |  | 0 | 0 |  | 0 | 0 |  | 0 | 0 |  | 0 | 0 |  | 0 | 0 |  | 0 | 0 |  | 0 | 0 |  | 0 | 0 |  | 0 | 0 |  | 0 | 0 |  | 0 | 0 |  | 0 | 0 |  | 0 | 0 |  | 0 | 0 |  | 0 | 0 |  | 0 | 0 |  | 0 | 0 |  | 0 | 0 |  | 0 | 0 |  | 0 | 0 |  | 0 | 0 |  | 0 | 0 |  | 0 | 0 |  | 0 | 0 |  | 0 | 0 |  | 0 | 0 |  | 0 | 0 |  | 0 | 0 |  | 0 | 0 |  | 0 | 0 |  | 0 | 0 |  | 0 | 0 |  | 0 | 0 |  | 0 | 0 |  | 0 | 0 |  | 0 | 0 |  | 0 | 0 |  | 0 | 0 |  | 0 | 0 |  | 0 | 0 |  | 0 | 0 |  | 0 | 0
88 |  |  |  |  | 0 |  |  | 0 | 0 |  | 0 | 0 |  | 0 | 0 |  | 0 | 0 |  | 0 | 0 |  | 0 | 0 |  | 0 | 0 |  | 0 | 0 |  | 0 | 0 |  | 0 | 0 |  | 0 | 0 |  | 0 | 0 |  | 0 | 0 |  | 0 | 0 |  | 0 | 0 |  | 0 | 0 |  | 0 | 0 |  | 0 | 0 |  | 0 | 0 |  | 0 | 0 |  | 0 | 0 |  | 0 | 0 |  | 0 | 0 |  | 0 | 0 |  | 0 | 0 |  | 0 | 0 |  | 0 | 0 |  | 0 | 0 |  | 0 | 0 |  | 0 | 0 |  | 0 | 0 |  | 0 | 0 |  | 0 | 0 |  | 0 | 0 |  | 0 | 0 |  | 0 | 0 |  | 0 | 0 |  | 0 | 0 |  | 0 | 0 |  | 0 | 0 |  | 0 | 0 |  | 0 | 0 |  | 0 | 0 |  | 0 | 0 |  | 0 | 0 |  | 0 | 0
89 |  |  |  |  | 0 |  |  | 0 | 0 |  | 0 | 0 |  | 0 | 0 |  | 0 | 0 |  | 0 | 0 |  | 0 | 0 |  | 0 | 0 |  | 0 | 0 |  | 0 | 0 |  | 0 | 0 |  | 0 | 0 |  | 0 | 0 |  | 0 | 0 |  | 0 | 0 |  | 0 | 0 |  | 0 | 0 |  | 0 | 0 |  | 0 | 0 |  | 0 | 0 |  | 0 | 0 |  | 0 | 0 |  | 0 | 0 |  | 0 | 0 |  | 0 | 0 |  | 0 | 0 |  | 0 | 0 |  | 0 | 0 |  | 0 | 0 |  | 0 | 0 |  | 0 | 0 |  | 0 | 0 |  | 0 | 0 |  | 0 | 0 |  | 0 | 0 |  | 0 | 0 |  | 0 | 0 |  | 0 | 0 |  | 0 | 0 |  | 0 | 0 |  | 0 | 0 |  | 0 | 0 |  | 0 | 0 |  | 0 | 0 |  | 0 | 0 |  | 0 | 0 |  | 0 | 0
90 |  |  |  |  | 0 |  |  | 0 | 0 |  | 0 | 0 |  | 0 | 0 |  | 0 | 0 |  | 0 | 0 |  | 0 | 0 |  | 0 | 0 |  | 0 | 0 |  | 0 | 0 |  | 0 | 0 |  | 0 | 0 |  | 0 | 0 |  | 0 | 0 |  | 0 | 0 |  | 0 | 0 |  | 0 | 0 |  | 0 | 0 |  | 0 | 0 |  | 0 | 0 |  | 0 | 0 |  | 0 | 0 |  | 0 | 0 |  | 0 | 0 |  | 0 | 0 |  | 0 | 0 |  | 0 | 0 |  | 0 | 0 |  | 0 | 0 |  | 0 | 0 |  | 0 | 0 |  | 0 | 0 |  | 0 | 0 |  | 0 | 0 |  | 0 | 0 |  | 0 | 0 |  | 0 | 0 |  | 0 | 0 |  | 0 | 0 |  | 0 | 0 |  | 0 | 0 |  | 0 | 0 |  | 0 | 0 |  | 0 | 0 |  | 0 | 0 |  | 0 | 0 |  | 0 | 0
91 |  |  |  |  | 0 |  |  | 0 | 0 |  | 0 | 0 |  | 0 | 0 |  | 0 | 0 |  | 0 | 0 |  | 0 | 0 |  | 0 | 0 |  | 0 | 0 |  | 0 | 0 |  | 0 | 0 |  | 0 | 0 |  | 0 | 0 |  | 0 | 0 |  | 0 | 0 |  | 0 | 0 |  | 0 | 0 |  | 0 | 0 |  | 0 | 0 |  | 0 | 0 |  | 0 | 0 |  | 0 | 0 |  | 0 | 0 |  | 0 | 0 |  | 0 | 0 |  | 0 | 0 |  | 0 | 0 |  | 0 | 0 |  | 0 | 0 |  | 0 | 0 |  | 0 | 0 |  | 0 | 0 |  | 0 | 0 |  | 0 | 0 |  | 0 | 0 |  | 0 | 0 |  | 0 | 0 |  | 0 | 0 |  | 0 | 0 |  | 0 | 0 |  | 0 | 0 |  | 0 | 0 |  | 0 | 0 |  | 0 | 0 |  | 0 | 0 |  | 0 | 0 |  | 0 | 0
92 |  |  |  |  | 0 |  |  | 0 | 0 |  | 0 | 0 |  | 0 | 0 |  | 0 | 0 |  | 0 | 0 |  | 0 | 0 |  | 0 | 0 |  | 0 | 0 |  | 0 | 0 |  | 0 | 0 |  | 0 | 0 |  | 0 | 0 |  | 0 | 0 |  | 0 | 0 |  | 0 | 0 |  | 0 | 0 |  | 0 | 0 |  | 0 | 0 |  | 0 | 0 |  | 0 | 0 |  | 0 | 0 |  | 0 | 0 |  | 0 | 0 |  | 0 | 0 |  | 0 | 0 |  | 0 | 0 |  | 0 | 0 |  | 0 | 0 |  | 0 | 0 |  | 0 | 0 |  | 0 | 0 |  | 0 | 0 |  | 0 | 0 |  | 0 | 0 |  | 0 | 0 |  | 0 | 0 |  | 0 | 0 |  | 0 | 0 |  | 0 | 0 |  | 0 | 0 |  | 0 | 0 |  | 0 | 0 |  | 0 | 0 |  | 0 | 0 |  | 0 | 0 |  | 0 | 0
93 |  |  |  |  | 0 |  |  | 0 | 0 |  | 0 | 0 |  | 0 | 0 |  | 0 | 0 |  | 0 | 0 |  | 0 | 0 |  | 0 | 0 |  | 0 | 0 |  | 0 | 0 |  | 0 | 0 |  | 0 | 0 |  | 0 | 0 |  | 0 | 0 |  | 0 | 0 |  | 0 | 0 |  | 0 | 0 |  | 0 | 0 |  | 0 | 0 |  | 0 | 0 |  | 0 | 0 |  | 0 | 0 |  | 0 | 0 |  | 0 | 0 |  | 0 | 0 |  | 0 | 0 |  | 0 | 0 |  | 0 | 0 |  | 0 | 0 |  | 0 | 0 |  | 0 | 0 |  | 0 | 0 |  | 0 | 0 |  | 0 | 0 |  | 0 | 0 |  | 0 | 0 |  | 0 | 0 |  | 0 | 0 |  | 0 | 0 |  | 0 | 0 |  | 0 | 0 |  | 0 | 0 |  | 0 | 0 |  | 0 | 0 |  | 0 | 0 |  | 0 | 0 |  | 0 | 0
94 |  |  |  |  | 0 |  |  | 0 | 0 |  | 0 | 0 |  | 0 | 0 |  | 0 | 0 |  | 0 | 0 |  | 0 | 0 |  | 0 | 0 |  | 0 | 0 |  | 0 | 0 |  | 0 | 0 |  | 0 | 0 |  | 0 | 0 |  | 0 | 0 |  | 0 | 0 |  | 0 | 0 |  | 0 | 0 |  | 0 | 0 |  | 0 | 0 |  | 0 | 0 |  | 0 | 0 |  | 0 | 0 |  | 0 | 0 |  | 0 | 0 |  | 0 | 0 |  | 0 | 0 |  | 0 | 0 |  | 0 | 0 |  | 0 | 0 |  | 0 | 0 |  | 0 | 0 |  | 0 | 0 |  | 0 | 0 |  | 0 | 0 |  | 0 | 0 |  | 0 | 0 |  | 0 | 0 |  | 0 | 0 |  | 0 | 0 |  | 0 | 0 |  | 0 | 0 |  | 0 | 0 |  | 0 | 0 |  | 0 | 0 |  | 0 | 0 |  | 0 | 0 |  | 0 | 0
95 |  |  |  |  | 0 |  |  | 0 | 0 |  | 0 | 0 |  | 0 | 0 |  | 0 | 0 |  | 0 | 0 |  | 0 | 0 |  | 0 | 0 |  | 0 | 0 |  | 0 | 0 |  | 0 | 0 |  | 0 | 0 |  | 0 | 0 |  | 0 | 0 |  | 0 | 0 |  | 0 | 0 |  | 0 | 0 |  | 0 | 0 |  | 0 | 0 |  | 0 | 0 |  | 0 | 0 |  | 0 | 0 |  | 0 | 0 |  | 0 | 0 |  | 0 | 0 |  | 0 | 0 |  | 0 | 0 |  | 0 | 0 |  | 0 | 0 |  | 0 | 0 |  | 0 | 0 |  | 0 | 0 |  | 0 | 0 |  | 0 | 0 |  | 0 | 0 |  | 0 | 0 |  | 0 | 0 |  | 0 | 0 |  | 0 | 0 |  | 0 | 0 |  | 0 | 0 |  | 0 | 0 |  | 0 | 0 |  | 0 | 0 |  | 0 | 0 |  | 0 | 0 |  | 0 | 0
96 |  |  |  |  | 0 |  |  | 0 | 0 |  | 0 | 0 |  | 0 | 0 |  | 0 | 0 |  | 0 | 0 |  | 0 | 0 |  | 0 | 0 |  | 0 | 0 |  | 0 | 0 |  | 0 | 0 |  | 0 | 0 |  | 0 | 0 |  | 0 | 0 |  | 0 | 0 |  | 0 | 0 |  | 0 | 0 |  | 0 | 0 |  | 0 | 0 |  | 0 | 0 |  | 0 | 0 |  | 0 | 0 |  | 0 | 0 |  | 0 | 0 |  | 0 | 0 |  | 0 | 0 |  | 0 | 0 |  | 0 | 0 |  | 0 | 0 |  | 0 | 0 |  | 0 | 0 |  | 0 | 0 |  | 0 | 0 |  | 0 | 0 |  | 0 | 0 |  | 0 | 0 |  | 0 | 0 |  | 0 | 0 |  | 0 | 0 |  | 0 | 0 |  | 0 | 0 |  | 0 | 0 |  | 0 | 0 |  | 0 | 0 |  | 0 | 0 |  | 0 | 0 |  | 0 | 0
97 |  |  |  |  | 0 |  |  | 0 | 0 |  | 0 | 0 |  | 0 | 0 |  | 0 | 0 |  | 0 | 0 |  | 0 | 0 |  | 0 | 0 |  | 0 | 0 |  | 0 | 0 |  | 0 | 0 |  | 0 | 0 |  | 0 | 0 |  | 0 | 0 |  | 0 | 0 |  | 0 | 0 |  | 0 | 0 |  | 0 | 0 |  | 0 | 0 |  | 0 | 0 |  | 0 | 0 |  | 0 | 0 |  | 0 | 0 |  | 0 | 0 |  | 0 | 0 |  | 0 | 0 |  | 0 | 0 |  | 0 | 0 |  | 0 | 0 |  | 0 | 0 |  | 0 | 0 |  | 0 | 0 |  | 0 | 0 |  | 0 | 0 |  | 0 | 0 |  | 0 | 0 |  | 0 | 0 |  | 0 | 0 |  | 0 | 0 |  | 0 | 0 |  | 0 | 0 |  | 0 | 0 |  | 0 | 0 |  | 0 | 0 |  | 0 | 0 |  | 0 | 0 |  | 0 | 0
98 |  |  |  |  | 0 |  |  | 0 | 0 |  | 0 | 0 |  | 0 | 0 |  | 0 | 0 |  | 0 | 0 |  | 0 | 0 |  | 0 | 0 |  | 0 | 0 |  | 0 | 0 |  | 0 | 0 |  | 0 | 0 |  | 0 | 0 |  | 0 | 0 |  | 0 | 0 |  | 0 | 0 |  | 0 | 0 |  | 0 | 0 |  | 0 | 0 |  | 0 | 0 |  | 0 | 0 |  | 0 | 0 |  | 0 | 0 |  | 0 | 0 |  | 0 | 0 |  | 0 | 0 |  | 0 | 0 |  | 0 | 0 |  | 0 | 0 |  | 0 | 0 |  | 0 | 0 |  | 0 | 0 |  | 0 | 0 |  | 0 | 0 |  | 0 | 0 |  | 0 | 0 |  | 0 | 0 |  | 0 | 0 |  | 0 | 0 |  | 0 | 0 |  | 0 | 0 |  | 0 | 0 |  | 0 | 0 |  | 0 | 0 |  | 0 | 0 |  | 0 | 0 |  | 0 | 0
99 |  |  |  |  | 0 |  |  | 0 | 0 |  | 0 | 0 |  | 0 | 0 |  | 0 | 0 |  | 0 | 0 |  | 0 | 0 |  | 0 | 0 |  | 0 | 0 |  | 0 | 0 |  | 0 | 0 |  | 0 | 0 |  | 0 | 0 |  | 0 | 0 |  | 0 | 0 |  | 0 | 0 |  | 0 | 0 |  | 0 | 0 |  | 0 | 0 |  | 0 | 0 |  | 0 | 0 |  | 0 | 0 |  | 0 | 0 |  | 0 | 0 |  | 0 | 0 |  | 0 | 0 |  | 0 | 0 |  | 0 | 0 |  | 0 | 0 |  | 0 | 0 |  | 0 | 0 |  | 0 | 0 |  | 0 | 0 |  | 0 | 0 |  | 0 | 0 |  | 0 | 0 |  | 0 | 0 |  | 0 | 0 |  | 0 | 0 |  | 0 | 0 |  | 0 | 0 |  | 0 | 0 |  | 0 | 0 |  | 0 | 0 |  | 0 | 0 |  | 0 | 0 |  | 0 | 0
100 |  |  |  |  | 0 |  |  | 0 | 0 |  | 0 | 0 |  | 0 | 0 |  | 0 | 0 |  | 0 | 0 |  | 0 | 0 |  | 0 | 0 |  | 0 | 0 |  | 0 | 0 |  | 0 | 0 |  | 0 | 0 |  | 0 | 0 |  | 0 | 0 |  | 0 | 0 |  | 0 | 0 |  | 0 | 0 |  | 0 | 0 |  | 0 | 0 |  | 0 | 0 |  | 0 | 0 |  | 0 | 0 |  | 0 | 0 |  | 0 | 0 |  | 0 | 0 |  | 0 | 0 |  | 0 | 0 |  | 0 | 0 |  | 0 | 0 |  | 0 | 0 |  | 0 | 0 |  | 0 | 0 |  | 0 | 0 |  | 0 | 0 |  | 0 | 0 |  | 0 | 0 |  | 0 | 0 |  | 0 | 0 |  | 0 | 0 |  | 0 | 0 |  | 0 | 0 |  | 0 | 0 |  | 0 | 0 |  | 0 | 0 |  | 0 | 0 |  | 0 | 0 |  | 0 | 0
[9 empty] | 0 |  |  | 0 |  |  | 0 |  |  | 0 |  |  | 0 |  |  | 0 |  |  | 0 |  |  | 0 |  |  | 0 |  |  | 0 |  |  | 0 |  |  | 0 |  |  | 0 |  |  | 0 |  |  | 0 |  |  | 0 |  |  | 0 |  |  | 0 |  |  | 0 |  |  | 0 |  |  | 0 |  |  | 0 |  |  | 0 |  |  | 0 |  |  | 0 |  |  | 0 |  |  | 0 |  |  | 0 |  |  | 0 |  |  | 0 |  |  | 0 |  |  | 0 |  |  | 0 |  |  | 0 |  |  | 0 |  |  | 0 |  |  | 0 |  |  | 0 |  |  | 0 |  |  | 0 |  |  | 0 |  |  | 0 |  |  | 0 |  |  | 0 |  |  | 0 |  |  | 0
HARDWARE SET PRICE
Hardware Set | Qty of Hardware Sets | Function |  | Amount/set | Total Amount | Details
AD01b | 1 | Continuous Hinge + Exit Device | WOOD, SOLIDE CORE | 0 | 0
- |  | - |  | 0 | 0
- |  | - |  | 0 | 0
AD05e | 1 | Continuous Hinge + Exit Device | HOLLOW METAL | 0 | 0
AD06a | 1 | Continuous Hinge + Exit Device | WOOD, SOLIDE CORE | 0 | 0
AD07b | 4 | Continuous Hinge + Lock | WOOD, SOLIDE CORE | 0 | 0
AD08b | 1 | Electric Hinge + Lock | WOOD, SOLIDE CORE | 0 | 0
AD09a | 1 | Continuous Hinge + Lock | HOLLOW METAL | 0 | 0
BD01 | 1 | Barn Door Kit + Lock + Flush Pull | WOOD, SOLIDE CORE | 0 | 0
CA01 | 3 | Continuous HInge + Lock + Closer | WOOD, SOLIDE CORE | 0 | 0
CA01.W | 2 | Continuous HInge + Lock + Closer | WOOD, SOLIDE CORE | 0 | 0
CA02 | 1 | Continuous HInge + Lock + Closer | WOOD, SOLIDE CORE | 0 | 0
CA03 | 1 | Continuous Hinge + Electromechnical Lock | WOOD, SOLIDE CORE | 0 | 0
- |  | - |  | 0 | 0
PA01 | 1 | Continuous Hinge + Pull + Closer | WOOD, SOLIDE CORE | 0 | 0
SE01 | 2 | Continuous Hinge + Lock | WOOD, SOLIDE CORE | 0 | 0
SE02a | 1 | Hinges + Lock + Closer | HOLLOW METAL | 0 | 0
SE02a.W | 1 | Hinges + Lock + Closer | HOLLOW METAL | 0 | 0
SE03 | 1 | Continuous Hinge + Lock | WOOD, SOLIDE CORE | 0 | 0
SE04 | 1 | Closer | HOLLOW METAL | 0 | 0
- |  | - |  | 0 | 0
WA01 | 1 | Continuous HInge + Lock | WOOD, SOLIDE CORE | 0 | 0
WA02 | 2 | Continuous Hinge + Lock | WOOD, SOLIDE CORE | 0 | 0
WE01a | 3 | Continuous Hinge + Lock | WOOD, SOLIDE CORE | 0 | 0
SE05 | 1 | LOCK | EXSTING DOOR & FRAME | 0 | 0
|  |  |  | 0 | 0
|  |  |  | 0 | 0
|  |  |  | 0 | 0
|  |  |  | 0 | 0
|  |  |  | 0 | 0
|  |  |  | 0 | 0
|  |  |  | 0 | 0
|  |  |  | 0 | 0
|  |  |  | 0 | 0
|  |  |  | 0 | 0
|  |  |  | 0 | 0
|  |  |  | 0 | 0
|  |  |  | 0 | 0
|  |  |  | 0 | 0
|  |  |  | 0 | 0
|  |  |  | 0 | 0
|  |  |  | 0 | 0
|  |  |  | 0 | 0
|  |  |  | 0 | 0
|  |  |  | 0 | 0
|  |  |  | 0 | 0
|  | TOTAL |  |  | 0

## WOOD HARDWARE
HARDWARE
HARDWARE BOM
S/N | Item | Manufacturer | Description | Finish | Total Qty | Rate | AD01b |  |  | - |  |  | - |  |  | - |  |  | AD06a |  |  | AD07b |  |  | AD08b |  |  | - |  |  | BD01 |  |  | CA01 |  |  | CA01.W |  |  | CA02 |  |  | CA03 |  |  | - |  |  | PA01 |  |  | SE01 |  |  | - |  |  | - |  |  | SE03 |  |  | - |  |  | - |  |  | WA01 |  |  | WA02 |  |  | WE01a |  |  | 0 |  |  | 0 |  |  | 0 |  |  | 0 |  |  | 0 |  |  | 0 |  |  | 0 |  |  | 0 |  |  | 0 |  |  | 0 |  |  | 0 |  |  | 0 |  |  | 0 |  |  | 0 |  |  | 0 |  |  | 0 |  |  | 0 |  |  | 0 |  |  | 0 |  |  | 0 |  |  | 0 |  |  | 0
[7 empty] | Qty | Total Q | Amount | Qty | Total Q | Amount | Qty | Total Q | Amount | Qty | Total Q | Amount | Qty | Total Q | Amount | Qty | Total Q | Amount | Qty | Total Q | Amount | Qty | Total Q | Amount | Qty | Total Q | Amount | Qty | Total Q | Amount | Qty | Total Q | Amount | Qty | Total Q | Amount | Qty | Total Q | Amount | Qty | Total Q | Amount | Qty | Total Q | Amount | Qty | Total Q | Amount | Qty | Total Q | Amount | Qty | Total Q | Amount | Qty | Total Q | Amount | Qty | Total Q | Amount | Qty | Total Q | Amount | Qty | Total Q | Amount | Qty | Total Q | Amount | Qty | Total Q | Amount | Qty | Total Q | Amount | Qty | Total Q | Amount | Qty | Total Q | Amount | Qty | Total Q | Amount | Qty | Total Q | Amount | Qty | Total Q | Amount | Qty | Total Q | Amount | Qty | Total Q | Amount | Qty | Total Q | Amount | Qty | Total Q | Amount | Qty | Total Q | Amount | Qty | Total Q | Amount | Qty | Total Q | Amount | Qty | Total Q | Amount | Qty | Total Q | Amount | Qty | Total Q | Amount | Qty | Total Q | Amount | Qty | Total Q | Amount | Qty | Total Q | Amount | Qty | Total Q | Amount | Qty | Total Q | Amount | Qty | Total Q | Amount
1 | Continuous Hinge | McKinney | (83") FM-HD1-SER12 x length | CA | 8 |  | 2 | 2 | 0 |  | 0 | 0 |  | 0 | 0 | 2 | 0 | 0 | 2 | 2 | 0 | 1 | 4 | 0 |  | 0 | 0 | 1 | 0 | 0 |  | 0 | 0 |  | 0 | 0 |  | 0 | 0 |  | 0 | 0 |  | 0 | 0 |  | 0 | 0 |  | 0 | 0 |  | 0 | 0 |  | 0 | 0 |  | 0 | 0 |  | 0 | 0 |  | 0 | 0 |  | 0 | 0 |  | 0 | 0 |  | 0 | 0 |  | 0 | 0 |  | 0 | 0 |  | 0 | 0 |  | 0 | 0 |  | 0 | 0 |  | 0 | 0 |  | 0 | 0 |  | 0 | 0 |  | 0 | 0 |  | 0 | 0 |  | 0 | 0 |  | 0 | 0 |  | 0 | 0 |  | 0 | 0 |  | 0 | 0 |  | 0 | 0 |  | 0 | 0 |  | 0 | 0 |  | 0 | 0 |  | 0 | 0 |  | 0 | 0 |  | 0 | 0 |  | 0 | 0
2 | Exit Device | Sargent | 56-NB-PE8613 x WEJ x hand | 626 | 2 |  | 2 | 2 | 0 |  | 0 | 0 |  | 0 | 0 |  | 0 | 0 |  | 0 | 0 |  | 0 | 0 |  | 0 | 0 |  | 0 | 0 |  | 0 | 0 |  | 0 | 0 |  | 0 | 0 |  | 0 | 0 |  | 0 | 0 |  | 0 | 0 |  | 0 | 0 |  | 0 | 0 |  | 0 | 0 |  | 0 | 0 |  | 0 | 0 |  | 0 | 0 |  | 0 | 0 |  | 0 | 0 |  | 0 | 0 |  | 0 | 0 |  | 0 | 0 |  | 0 | 0 |  | 0 | 0 |  | 0 | 0 |  | 0 | 0 |  | 0 | 0 |  | 0 | 0 |  | 0 | 0 |  | 0 | 0 |  | 0 | 0 |  | 0 | 0 |  | 0 | 0 |  | 0 | 0 |  | 0 | 0 |  | 0 | 0 |  | 0 | 0 |  | 0 | 0 |  | 0 | 0 |  | 0 | 0 |  | 0 | 0 |  | 0 | 0 |  | 0 | 0
3 | Cylinder | Schlage | C' Kwy. Type x Length x Cam to suit | 626 | 22 |  | 3 | 3 | 0 |  | 0 | 0 |  | 0 | 0 | 3 | 0 | 0 | 3 | 3 | 0 |  | 0 | 0 | 1 | 1 | 0 | 2 | 0 | 0 |  | 0 | 0 | 1 | 3 | 0 | 1 | 2 | 0 | 1 | 1 | 0 | 1 | 1 | 0 |  | 0 | 0 |  | 0 | 0 | 1 | 2 | 0 | 1 | 0 | 0 | 1 | 0 | 0 | 1 | 1 | 0 |  | 0 | 0 |  | 0 | 0 |  | 0 | 0 | 1 | 2 | 0 | 1 | 3 | 0 |  | 0 | 0 |  | 0 | 0 |  | 0 | 0 |  | 0 | 0 |  | 0 | 0 |  | 0 | 0 |  | 0 | 0 |  | 0 | 0 |  | 0 | 0 |  | 0 | 0 |  | 0 | 0 |  | 0 | 0 |  | 0 | 0 |  | 0 | 0 |  | 0 | 0 |  | 0 | 0 |  | 0 | 0 |  | 0 | 0 |  | 0 | 0 |  | 0 | 0 |  | 0 | 0 |  | 0 | 0
4 | Exit Device | Detex | F-81-08DV(S lever)-630-hand-LD-EExER-630-95T- height-EC1-SN1 |  | 2 |  |  | 0 | 0 |  | 0 | 0 |  | 0 | 0 | 2 | 0 | 0 | 2 | 2 | 0 |  | 0 | 0 |  | 0 | 0 |  | 0 | 0 |  | 0 | 0 |  | 0 | 0 |  | 0 | 0 |  | 0 | 0 |  | 0 | 0 |  | 0 | 0 |  | 0 | 0 |  | 0 | 0 |  | 0 | 0 |  | 0 | 0 |  | 0 | 0 |  | 0 | 0 |  | 0 | 0 |  | 0 | 0 |  | 0 | 0 |  | 0 | 0 |  | 0 | 0 |  | 0 | 0 |  | 0 | 0 |  | 0 | 0 |  | 0 | 0 |  | 0 | 0 |  | 0 | 0 |  | 0 | 0 |  | 0 | 0 |  | 0 | 0 |  | 0 | 0 |  | 0 | 0 |  | 0 | 0 |  | 0 | 0 |  | 0 | 0 |  | 0 | 0 |  | 0 | 0 |  | 0 | 0 |  | 0 | 0 |  | 0 | 0 |  | 0 | 0 |  | 0 | 0
5 | Passage Set | Sargent | 55-56-8215 x LNJ x hand | 626 | 4 |  |  | 0 | 0 |  | 0 | 0 |  | 0 | 0 |  | 0 | 0 |  | 0 | 0 | 1 | 4 | 0 |  | 0 | 0 |  | 0 | 0 |  | 0 | 0 |  | 0 | 0 |  | 0 | 0 |  | 0 | 0 |  | 0 | 0 |  | 0 | 0 |  | 0 | 0 |  | 0 | 0 |  | 0 | 0 |  | 0 | 0 |  | 0 | 0 |  | 0 | 0 |  | 0 | 0 |  | 0 | 0 |  | 0 | 0 |  | 0 | 0 |  | 0 | 0 |  | 0 | 0 |  | 0 | 0 |  | 0 | 0 |  | 0 | 0 |  | 0 | 0 |  | 0 | 0 |  | 0 | 0 |  | 0 | 0 |  | 0 | 0 |  | 0 | 0 |  | 0 | 0 |  | 0 | 0 |  | 0 | 0 |  | 0 | 0 |  | 0 | 0 |  | 0 | 0 |  | 0 | 0 |  | 0 | 0 |  | 0 | 0 |  | 0 | 0 |  | 0 | 0
6 | Storeroom Lockset | Sargent | 54-55-56-8204 x LNJ x hand | 626 | 1 |  |  | 0 | 0 |  | 0 | 0 |  | 0 | 0 |  | 0 | 0 |  | 0 | 0 |  | 0 | 0 | 1 | 1 | 0 | 1 | 0 | 0 |  | 0 | 0 |  | 0 | 0 |  | 0 | 0 |  | 0 | 0 |  | 0 | 0 |  | 0 | 0 |  | 0 | 0 |  | 0 | 0 |  | 0 | 0 |  | 0 | 0 |  | 0 | 0 |  | 0 | 0 |  | 0 | 0 |  | 0 | 0 |  | 0 | 0 |  | 0 | 0 |  | 0 | 0 |  | 0 | 0 |  | 0 | 0 |  | 0 | 0 |  | 0 | 0 |  | 0 | 0 |  | 0 | 0 |  | 0 | 0 |  | 0 | 0 |  | 0 | 0 |  | 0 | 0 |  | 0 | 0 |  | 0 | 0 |  | 0 | 0 |  | 0 | 0 |  | 0 | 0 |  | 0 | 0 |  | 0 | 0 |  | 0 | 0 |  | 0 | 0 |  | 0 | 0 |  | 0 | 0
7 | Continuous Hinge | Pemko | DSHPO1C-84-Torx |  | 8 |  |  | 0 | 0 |  | 0 | 0 |  | 0 | 0 |  | 0 | 0 |  | 0 | 0 |  | 0 | 0 |  | 0 | 0 |  | 0 | 0 |  | 0 | 0 |  | 0 | 0 |  | 0 | 0 |  | 0 | 0 |  | 0 | 0 |  | 0 | 0 |  | 0 | 0 | 1 | 2 | 0 |  | 0 | 0 |  | 0 | 0 |  | 0 | 0 |  | 0 | 0 |  | 0 | 0 | 1 | 1 | 0 | 1 | 2 | 0 | 1 | 3 | 0 |  | 0 | 0 |  | 0 | 0 |  | 0 | 0 |  | 0 | 0 |  | 0 | 0 |  | 0 | 0 |  | 0 | 0 |  | 0 | 0 |  | 0 | 0 |  | 0 | 0 |  | 0 | 0 |  | 0 | 0 |  | 0 | 0 |  | 0 | 0 |  | 0 | 0 |  | 0 | 0 |  | 0 | 0 |  | 0 | 0 |  | 0 | 0 |  | 0 | 0 |  | 0 | 0 |  | 0 | 0
8 | Continuous Hinge | McKinney | (83") FM-HD1 x length |  | 4 |  |  | 0 | 0 |  | 0 | 0 |  | 0 | 0 |  | 0 | 0 |  | 0 | 0 |  | 0 | 0 |  | 0 | 0 | 1 | 0 | 0 |  | 0 | 0 |  | 0 | 0 |  | 0 | 0 |  | 0 | 0 |  | 0 | 0 |  | 0 | 0 | 2 | 2 | 0 |  | 0 | 0 |  | 0 | 0 |  | 0 | 0 | 2 | 2 | 0 |  | 0 | 0 |  | 0 | 0 |  | 0 | 0 |  | 0 | 0 |  | 0 | 0 |  | 0 | 0 |  | 0 | 0 |  | 0 | 0 |  | 0 | 0 |  | 0 | 0 |  | 0 | 0 |  | 0 | 0 |  | 0 | 0 |  | 0 | 0 |  | 0 | 0 |  | 0 | 0 |  | 0 | 0 |  | 0 | 0 |  | 0 | 0 |  | 0 | 0 |  | 0 | 0 |  | 0 | 0 |  | 0 | 0 |  | 0 | 0 |  | 0 | 0 |  | 0 | 0 |  | 0 | 0
9 | Continuous Hinge | McKinney | (83") FM-HD1-SER8 x length | CA | 7 |  |  | 0 | 0 |  | 0 | 0 |  | 0 | 0 |  | 0 | 0 |  | 0 | 0 |  | 0 | 0 |  | 0 | 0 |  | 0 | 0 |  | 0 | 0 | 1 | 3 | 0 | 1 | 2 | 0 | 1 | 1 | 0 | 1 | 1 | 0 |  | 0 | 0 |  | 0 | 0 |  | 0 | 0 |  | 0 | 0 |  | 0 | 0 |  | 0 | 0 |  | 0 | 0 |  | 0 | 0 |  | 0 | 0 |  | 0 | 0 |  | 0 | 0 |  | 0 | 0 |  | 0 | 0 |  | 0 | 0 |  | 0 | 0 |  | 0 | 0 |  | 0 | 0 |  | 0 | 0 |  | 0 | 0 |  | 0 | 0 |  | 0 | 0 |  | 0 | 0 |  | 0 | 0 |  | 0 | 0 |  | 0 | 0 |  | 0 | 0 |  | 0 | 0 |  | 0 | 0 |  | 0 | 0 |  | 0 | 0 |  | 0 | 0 |  | 0 | 0 |  | 0 | 0
10 | Lockset | Sargent | 10XG04 x LL | 626 | 0 |  |  | 0 | 0 |  | 0 | 0 |  | 0 | 0 |  | 0 | 0 |  | 0 | 0 |  | 0 | 0 |  | 0 | 0 |  | 0 | 0 |  | 0 | 0 |  | 0 | 0 |  | 0 | 0 |  | 0 | 0 |  | 0 | 0 |  | 0 | 0 |  | 0 | 0 |  | 0 | 0 |  | 0 | 0 |  | 0 | 0 |  | 0 | 0 |  | 0 | 0 |  | 0 | 0 |  | 0 | 0 |  | 0 | 0 |  | 0 | 0 |  | 0 | 0 |  | 0 | 0 |  | 0 | 0 |  | 0 | 0 |  | 0 | 0 |  | 0 | 0 |  | 0 | 0 |  | 0 | 0 |  | 0 | 0 |  | 0 | 0 |  | 0 | 0 |  | 0 | 0 |  | 0 | 0 |  | 0 | 0 |  | 0 | 0 |  | 0 | 0 |  | 0 | 0 |  | 0 | 0 |  | 0 | 0 |  | 0 | 0 |  | 0 | 0 |  | 0 | 0
11 | T/F Hinge | T4A4386-QC12 x height x width to match |  |  | 1 |  |  | 0 | 0 |  | 0 | 0 |  | 0 | 0 |  | 0 | 0 |  | 0 | 0 |  | 0 | 0 | 1 | 1 | 0 |  | 0 | 0 |  | 0 | 0 |  | 0 | 0 |  | 0 | 0 |  | 0 | 0 |  | 0 | 0 |  | 0 | 0 |  | 0 | 0 |  | 0 | 0 |  | 0 | 0 |  | 0 | 0 |  | 0 | 0 |  | 0 | 0 |  | 0 | 0 |  | 0 | 0 |  | 0 | 0 |  | 0 | 0 |  | 0 | 0 |  | 0 | 0 |  | 0 | 0 |  | 0 | 0 |  | 0 | 0 |  | 0 | 0 |  | 0 | 0 |  | 0 | 0 |  | 0 | 0 |  | 0 | 0 |  | 0 | 0 |  | 0 | 0 |  | 0 | 0 |  | 0 | 0 |  | 0 | 0 |  | 0 | 0 |  | 0 | 0 |  | 0 | 0 |  | 0 | 0 |  | 0 | 0 |  | 0 | 0 |  | 0 | 0
12 | Lock Set | Sargent | RX-82271-LC x LNJ x hand | 626 | 6 |  |  | 0 | 0 |  | 0 | 0 |  | 0 | 0 |  | 0 | 0 |  | 0 | 0 |  | 0 | 0 |  | 0 | 0 |  | 0 | 0 |  | 0 | 0 | 1 | 3 | 0 | 1 | 2 | 0 |  | 0 | 0 | 1 | 1 | 0 |  | 0 | 0 |  | 0 | 0 |  | 0 | 0 |  | 0 | 0 |  | 0 | 0 |  | 0 | 0 |  | 0 | 0 |  | 0 | 0 |  | 0 | 0 |  | 0 | 0 |  | 0 | 0 |  | 0 | 0 |  | 0 | 0 |  | 0 | 0 |  | 0 | 0 |  | 0 | 0 |  | 0 | 0 |  | 0 | 0 |  | 0 | 0 |  | 0 | 0 |  | 0 | 0 |  | 0 | 0 |  | 0 | 0 |  | 0 | 0 |  | 0 | 0 |  | 0 | 0 |  | 0 | 0 |  | 0 | 0 |  | 0 | 0 |  | 0 | 0 |  | 0 | 0 |  | 0 | 0 |  | 0 | 0
13 | Storeroom Lockset | Sargent | 56-8204 x LNJ x hand | 626 | 1 |  |  | 0 | 0 |  | 0 | 0 |  | 0 | 0 |  | 0 | 0 |  | 0 | 0 |  | 0 | 0 |  | 0 | 0 |  | 0 | 0 |  | 0 | 0 |  | 0 | 0 |  | 0 | 0 | 1 | 1 | 0 |  | 0 | 0 |  | 0 | 0 |  | 0 | 0 |  | 0 | 0 |  | 0 | 0 |  | 0 | 0 |  | 0 | 0 |  | 0 | 0 |  | 0 | 0 |  | 0 | 0 |  | 0 | 0 |  | 0 | 0 |  | 0 | 0 |  | 0 | 0 |  | 0 | 0 |  | 0 | 0 |  | 0 | 0 |  | 0 | 0 |  | 0 | 0 |  | 0 | 0 |  | 0 | 0 |  | 0 | 0 |  | 0 | 0 |  | 0 | 0 |  | 0 | 0 |  | 0 | 0 |  | 0 | 0 |  | 0 | 0 |  | 0 | 0 |  | 0 | 0 |  | 0 | 0 |  | 0 | 0 |  | 0 | 0 |  | 0 | 0
14 | Lock Set | Sargent | 10XG37 -LL | 626 | 2 |  |  | 0 | 0 |  | 0 | 0 |  | 0 | 0 |  | 0 | 0 |  | 0 | 0 |  | 0 | 0 |  | 0 | 0 |  | 0 | 0 |  | 0 | 0 |  | 0 | 0 |  | 0 | 0 |  | 0 | 0 |  | 0 | 0 |  | 0 | 0 |  | 0 | 0 | 1 | 2 | 0 |  | 0 | 0 |  | 0 | 0 |  | 0 | 0 |  | 0 | 0 |  | 0 | 0 |  | 0 | 0 |  | 0 | 0 |  | 0 | 0 |  | 0 | 0 |  | 0 | 0 |  | 0 | 0 |  | 0 | 0 |  | 0 | 0 |  | 0 | 0 |  | 0 | 0 |  | 0 | 0 |  | 0 | 0 |  | 0 | 0 |  | 0 | 0 |  | 0 | 0 |  | 0 | 0 |  | 0 | 0 |  | 0 | 0 |  | 0 | 0 |  | 0 | 0 |  | 0 | 0 |  | 0 | 0 |  | 0 | 0 |  | 0 | 0 |  | 0 | 0
15 | Storeroom Lockset | Sargent | 8204-LC x LNJ x hand | 626 | 0 |  |  | 0 | 0 |  | 0 | 0 |  | 0 | 0 |  | 0 | 0 |  | 0 | 0 |  | 0 | 0 |  | 0 | 0 |  | 0 | 0 |  | 0 | 0 |  | 0 | 0 |  | 0 | 0 |  | 0 | 0 |  | 0 | 0 |  | 0 | 0 |  | 0 | 0 |  | 0 | 0 | 1 | 0 | 0 | 1 | 0 | 0 |  | 0 | 0 |  | 0 | 0 |  | 0 | 0 |  | 0 | 0 |  | 0 | 0 |  | 0 | 0 |  | 0 | 0 |  | 0 | 0 |  | 0 | 0 |  | 0 | 0 |  | 0 | 0 |  | 0 | 0 |  | 0 | 0 |  | 0 | 0 |  | 0 | 0 |  | 0 | 0 |  | 0 | 0 |  | 0 | 0 |  | 0 | 0 |  | 0 | 0 |  | 0 | 0 |  | 0 | 0 |  | 0 | 0 |  | 0 | 0 |  | 0 | 0 |  | 0 | 0 |  | 0 | 0 |  | 0 | 0
16 | Keyswitch | Securitron | MKAN2 | 630 | 1 |  | 1 | 1 | 0 |  | 0 | 0 |  | 0 | 0 |  | 0 | 0 |  | 0 | 0 |  | 0 | 0 |  | 0 | 0 | 1 | 0 | 0 |  | 0 | 0 |  | 0 | 0 |  | 0 | 0 |  | 0 | 0 |  | 0 | 0 |  | 0 | 0 |  | 0 | 0 |  | 0 | 0 |  | 0 | 0 |  | 0 | 0 |  | 0 | 0 |  | 0 | 0 |  | 0 | 0 |  | 0 | 0 |  | 0 | 0 |  | 0 | 0 |  | 0 | 0 |  | 0 | 0 |  | 0 | 0 |  | 0 | 0 |  | 0 | 0 |  | 0 | 0 |  | 0 | 0 |  | 0 | 0 |  | 0 | 0 |  | 0 | 0 |  | 0 | 0 |  | 0 | 0 |  | 0 | 0 |  | 0 | 0 |  | 0 | 0 |  | 0 | 0 |  | 0 | 0 |  | 0 | 0 |  | 0 | 0 |  | 0 | 0 |  | 0 | 0 |  | 0 | 0
17 | Connector | ElectroLynx | QC-C300 |  | 4 |  | 2 | 2 | 0 |  | 0 | 0 |  | 0 | 0 | 2 | 0 | 0 | 2 | 2 | 0 |  | 0 | 0 |  | 0 | 0 | 1 | 0 | 0 |  | 0 | 0 |  | 0 | 0 |  | 0 | 0 |  | 0 | 0 |  | 0 | 0 |  | 0 | 0 |  | 0 | 0 |  | 0 | 0 |  | 0 | 0 |  | 0 | 0 |  | 0 | 0 |  | 0 | 0 |  | 0 | 0 |  | 0 | 0 |  | 0 | 0 |  | 0 | 0 |  | 0 | 0 |  | 0 | 0 |  | 0 | 0 |  | 0 | 0 |  | 0 | 0 |  | 0 | 0 |  | 0 | 0 |  | 0 | 0 |  | 0 | 0 |  | 0 | 0 |  | 0 | 0 |  | 0 | 0 |  | 0 | 0 |  | 0 | 0 |  | 0 | 0 |  | 0 | 0 |  | 0 | 0 |  | 0 | 0 |  | 0 | 0 |  | 0 | 0 |  | 0 | 0 |  | 0 | 0
18 | Connector | ElectroLynx | QC-C1500P |  | 4 |  | 2 | 2 | 0 |  | 0 | 0 |  | 0 | 0 | 2 | 0 | 0 | 2 | 2 | 0 |  | 0 | 0 |  | 0 | 0 | 1 | 0 | 0 |  | 0 | 0 |  | 0 | 0 |  | 0 | 0 |  | 0 | 0 |  | 0 | 0 |  | 0 | 0 |  | 0 | 0 |  | 0 | 0 |  | 0 | 0 |  | 0 | 0 |  | 0 | 0 |  | 0 | 0 |  | 0 | 0 |  | 0 | 0 |  | 0 | 0 |  | 0 | 0 |  | 0 | 0 |  | 0 | 0 |  | 0 | 0 |  | 0 | 0 |  | 0 | 0 |  | 0 | 0 |  | 0 | 0 |  | 0 | 0 |  | 0 | 0 |  | 0 | 0 |  | 0 | 0 |  | 0 | 0 |  | 0 | 0 |  | 0 | 0 |  | 0 | 0 |  | 0 | 0 |  | 0 | 0 |  | 0 | 0 |  | 0 | 0 |  | 0 | 0 |  | 0 | 0 |  | 0 | 0
19 | Operator | Record | 8100 Full Width Header |  | 9 |  | 2 | 2 | 0 |  | 0 | 0 |  | 0 | 0 | 2 | 0 | 0 | 2 | 2 | 0 | 1 | 4 | 0 | 1 | 1 | 0 | 1 | 0 | 0 |  | 0 | 0 |  | 0 | 0 |  | 0 | 0 |  | 0 | 0 |  | 0 | 0 |  | 0 | 0 |  | 0 | 0 |  | 0 | 0 |  | 0 | 0 |  | 0 | 0 |  | 0 | 0 |  | 0 | 0 |  | 0 | 0 |  | 0 | 0 |  | 0 | 0 |  | 0 | 0 |  | 0 | 0 |  | 0 | 0 |  | 0 | 0 |  | 0 | 0 |  | 0 | 0 |  | 0 | 0 |  | 0 | 0 |  | 0 | 0 |  | 0 | 0 |  | 0 | 0 |  | 0 | 0 |  | 0 | 0 |  | 0 | 0 |  | 0 | 0 |  | 0 | 0 |  | 0 | 0 |  | 0 | 0 |  | 0 | 0 |  | 0 | 0 |  | 0 | 0 |  | 0 | 0 |  | 0 | 0
20 | Sensor | BEA | Superscan x length |  | 18 |  | 4 | 4 | 0 |  | 0 | 0 |  | 0 | 0 | 4 | 0 | 0 | 4 | 4 | 0 | 2 | 8 | 0 | 2 | 2 | 0 | 2 | 0 | 0 |  | 0 | 0 |  | 0 | 0 |  | 0 | 0 |  | 0 | 0 |  | 0 | 0 |  | 0 | 0 |  | 0 | 0 |  | 0 | 0 |  | 0 | 0 |  | 0 | 0 |  | 0 | 0 |  | 0 | 0 |  | 0 | 0 |  | 0 | 0 |  | 0 | 0 |  | 0 | 0 |  | 0 | 0 |  | 0 | 0 |  | 0 | 0 |  | 0 | 0 |  | 0 | 0 |  | 0 | 0 |  | 0 | 0 |  | 0 | 0 |  | 0 | 0 |  | 0 | 0 |  | 0 | 0 |  | 0 | 0 |  | 0 | 0 |  | 0 | 0 |  | 0 | 0 |  | 0 | 0 |  | 0 | 0 |  | 0 | 0 |  | 0 | 0 |  | 0 | 0 |  | 0 | 0 |  | 0 | 0
21 | Gasket | Pemko | (21') S88BL x width x 2-height |  | 2 |  | 1 | 1 | 0 |  | 0 | 0 |  | 0 | 0 | 1 | 0 | 0 | 1 | 1 | 0 |  | 0 | 0 |  | 0 | 0 |  | 0 | 0 |  | 0 | 0 |  | 0 | 0 |  | 0 | 0 |  | 0 | 0 |  | 0 | 0 |  | 0 | 0 |  | 0 | 0 |  | 0 | 0 |  | 0 | 0 |  | 0 | 0 |  | 0 | 0 |  | 0 | 0 |  | 0 | 0 |  | 0 | 0 |  | 0 | 0 |  | 0 | 0 |  | 0 | 0 |  | 0 | 0 |  | 0 | 0 |  | 0 | 0 |  | 0 | 0 |  | 0 | 0 |  | 0 | 0 |  | 0 | 0 |  | 0 | 0 |  | 0 | 0 |  | 0 | 0 |  | 0 | 0 |  | 0 | 0 |  | 0 | 0 |  | 0 | 0 |  | 0 | 0 |  | 0 | 0 |  | 0 | 0 |  | 0 | 0 |  | 0 | 0 |  | 0 | 0 |  | 0 | 0
22 | Actuator | Camden | CM-7536VR/4 | 628 | 3 |  | 2 | 2 | 0 |  | 0 | 0 |  | 0 | 0 |  | 0 | 0 |  | 0 | 0 |  | 0 | 0 | 1 | 1 | 0 | 2 | 0 | 0 |  | 0 | 0 |  | 0 | 0 |  | 0 | 0 |  | 0 | 0 |  | 0 | 0 |  | 0 | 0 |  | 0 | 0 |  | 0 | 0 |  | 0 | 0 |  | 0 | 0 |  | 0 | 0 |  | 0 | 0 |  | 0 | 0 |  | 0 | 0 |  | 0 | 0 |  | 0 | 0 |  | 0 | 0 |  | 0 | 0 |  | 0 | 0 |  | 0 | 0 |  | 0 | 0 |  | 0 | 0 |  | 0 | 0 |  | 0 | 0 |  | 0 | 0 |  | 0 | 0 |  | 0 | 0 |  | 0 | 0 |  | 0 | 0 |  | 0 | 0 |  | 0 | 0 |  | 0 | 0 |  | 0 | 0 |  | 0 | 0 |  | 0 | 0 |  | 0 | 0 |  | 0 | 0 |  | 0 | 0
23 | Power Supply | Securitron | AQD2-4C2 by Others |  | 14 |  | 1 | 1 | 0 |  | 0 | 0 |  | 0 | 0 |  | 0 | 0 | 1 | 1 | 0 | 1 | 4 | 0 | 1 | 1 | 0 | 1 | 0 | 0 |  | 0 | 0 | 1 | 3 | 0 | 1 | 2 | 0 | 1 | 1 | 0 | 1 | 1 | 0 |  | 0 | 0 |  | 0 | 0 |  | 0 | 0 |  | 0 | 0 |  | 0 | 0 |  | 0 | 0 |  | 0 | 0 |  | 0 | 0 |  | 0 | 0 |  | 0 | 0 |  | 0 | 0 |  | 0 | 0 |  | 0 | 0 |  | 0 | 0 |  | 0 | 0 |  | 0 | 0 |  | 0 | 0 |  | 0 | 0 |  | 0 | 0 |  | 0 | 0 |  | 0 | 0 |  | 0 | 0 |  | 0 | 0 |  | 0 | 0 |  | 0 | 0 |  | 0 | 0 |  | 0 | 0 |  | 0 | 0 |  | 0 | 0 |  | 0 | 0 |  | 0 | 0 |  | 0 | 0 |  | 0 | 0
24 | Battery | Securitron | B-24-5 by Others |  | 14 |  | 1 | 1 | 0 |  | 0 | 0 |  | 0 | 0 | 1 | 0 | 0 | 1 | 1 | 0 | 1 | 4 | 0 | 1 | 1 | 0 | 1 | 0 | 0 |  | 0 | 0 | 1 | 3 | 0 | 1 | 2 | 0 | 1 | 1 | 0 | 1 | 1 | 0 |  | 0 | 0 |  | 0 | 0 |  | 0 | 0 |  | 0 | 0 |  | 0 | 0 |  | 0 | 0 |  | 0 | 0 |  | 0 | 0 |  | 0 | 0 |  | 0 | 0 |  | 0 | 0 |  | 0 | 0 |  | 0 | 0 |  | 0 | 0 |  | 0 | 0 |  | 0 | 0 |  | 0 | 0 |  | 0 | 0 |  | 0 | 0 |  | 0 | 0 |  | 0 | 0 |  | 0 | 0 |  | 0 | 0 |  | 0 | 0 |  | 0 | 0 |  | 0 | 0 |  | 0 | 0 |  | 0 | 0 |  | 0 | 0 |  | 0 | 0 |  | 0 | 0 |  | 0 | 0 |  | 0 | 0
25 | Card Reader | HID | By Others |  | 1 |  | 1 | 1 | 0 |  | 0 | 0 |  | 0 | 0 | 2 | 0 | 0 |  | 0 | 0 |  | 0 | 0 |  | 0 | 0 |  | 0 | 0 |  | 0 | 0 |  | 0 | 0 |  | 0 | 0 |  | 0 | 0 |  | 0 | 0 |  | 0 | 0 |  | 0 | 0 |  | 0 | 0 |  | 0 | 0 |  | 0 | 0 |  | 0 | 0 |  | 0 | 0 |  | 0 | 0 |  | 0 | 0 |  | 0 | 0 |  | 0 | 0 |  | 0 | 0 |  | 0 | 0 |  | 0 | 0 |  | 0 | 0 |  | 0 | 0 |  | 0 | 0 |  | 0 | 0 |  | 0 | 0 |  | 0 | 0 |  | 0 | 0 |  | 0 | 0 |  | 0 | 0 |  | 0 | 0 |  | 0 | 0 |  | 0 | 0 |  | 0 | 0 |  | 0 | 0 |  | 0 | 0 |  | 0 | 0 |  | 0 | 0 |  | 0 | 0 |  | 0 | 0
26 | Rem. Release | By Others |  |  | 1 |  | 1 | 1 | 0 |  | 0 | 0 |  | 0 | 0 |  | 0 | 0 |  | 0 | 0 |  | 0 | 0 |  | 0 | 0 |  | 0 | 0 |  | 0 | 0 |  | 0 | 0 |  | 0 | 0 |  | 0 | 0 |  | 0 | 0 |  | 0 | 0 |  | 0 | 0 |  | 0 | 0 |  | 0 | 0 |  | 0 | 0 |  | 0 | 0 |  | 0 | 0 |  | 0 | 0 |  | 0 | 0 |  | 0 | 0 |  | 0 | 0 |  | 0 | 0 |  | 0 | 0 |  | 0 | 0 |  | 0 | 0 |  | 0 | 0 |  | 0 | 0 |  | 0 | 0 |  | 0 | 0 |  | 0 | 0 |  | 0 | 0 |  | 0 | 0 |  | 0 | 0 |  | 0 | 0 |  | 0 | 0 |  | 0 | 0 |  | 0 | 0 |  | 0 | 0 |  | 0 | 0 |  | 0 | 0 |  | 0 | 0 |  | 0 | 0 |  | 0 | 0
27 | DPS | Securitron | DPS-W-GY by Others |  | 14 |  | 2 | 2 | 0 |  | 0 | 0 |  | 0 | 0 |  | 0 | 0 |  | 0 | 0 | 1 | 4 | 0 | 1 | 1 | 0 |  | 0 | 0 |  | 0 | 0 | 1 | 3 | 0 | 1 | 2 | 0 | 1 | 1 | 0 | 1 | 1 | 0 |  | 0 | 0 |  | 0 | 0 |  | 0 | 0 |  | 0 | 0 |  | 0 | 0 |  | 0 | 0 |  | 0 | 0 |  | 0 | 0 |  | 0 | 0 |  | 0 | 0 |  | 0 | 0 |  | 0 | 0 |  | 0 | 0 |  | 0 | 0 |  | 0 | 0 |  | 0 | 0 |  | 0 | 0 |  | 0 | 0 |  | 0 | 0 |  | 0 | 0 |  | 0 | 0 |  | 0 | 0 |  | 0 | 0 |  | 0 | 0 |  | 0 | 0 |  | 0 | 0 |  | 0 | 0 |  | 0 | 0 |  | 0 | 0 |  | 0 | 0 |  | 0 | 0 |  | 0 | 0 |  | 0 | 0
28 | Power Supply | Detex | 85-820-F |  | 1 |  |  | 0 | 0 |  | 0 | 0 |  | 0 | 0 | 1 | 0 | 0 | 1 | 1 | 0 |  | 0 | 0 |  | 0 | 0 |  | 0 | 0 |  | 0 | 0 |  | 0 | 0 |  | 0 | 0 |  | 0 | 0 |  | 0 | 0 |  | 0 | 0 |  | 0 | 0 |  | 0 | 0 |  | 0 | 0 |  | 0 | 0 |  | 0 | 0 |  | 0 | 0 |  | 0 | 0 |  | 0 | 0 |  | 0 | 0 |  | 0 | 0 |  | 0 | 0 |  | 0 | 0 |  | 0 | 0 |  | 0 | 0 |  | 0 | 0 |  | 0 | 0 |  | 0 | 0 |  | 0 | 0 |  | 0 | 0 |  | 0 | 0 |  | 0 | 0 |  | 0 | 0 |  | 0 | 0 |  | 0 | 0 |  | 0 | 0 |  | 0 | 0 |  | 0 | 0 |  | 0 | 0 |  | 0 | 0 |  | 0 | 0 |  | 0 | 0 |  | 0 | 0
29 | Thermal Pin | Sargent | 683 |  | 0 |  |  | 0 | 0 |  | 0 | 0 |  | 0 | 0 | 2 | 0 | 0 |  | 0 | 0 |  | 0 | 0 |  | 0 | 0 | 2 | 0 | 0 |  | 0 | 0 |  | 0 | 0 |  | 0 | 0 |  | 0 | 0 |  | 0 | 0 |  | 0 | 0 |  | 0 | 0 |  | 0 | 0 |  | 0 | 0 |  | 0 | 0 |  | 0 | 0 |  | 0 | 0 |  | 0 | 0 |  | 0 | 0 |  | 0 | 0 |  | 0 | 0 |  | 0 | 0 |  | 0 | 0 |  | 0 | 0 |  | 0 | 0 |  | 0 | 0 |  | 0 | 0 |  | 0 | 0 |  | 0 | 0 |  | 0 | 0 |  | 0 | 0 |  | 0 | 0 |  | 0 | 0 |  | 0 | 0 |  | 0 | 0 |  | 0 | 0 |  | 0 | 0 |  | 0 | 0 |  | 0 | 0 |  | 0 | 0 |  | 0 | 0 |  | 0 | 0 |  | 0 | 0
30 | Kick Plate | Gallery | (41") GSH 80A-B4E-400mm x width less 38mm | 630 | 6 |  |  | 0 | 0 |  | 0 | 0 |  | 0 | 0 | 2 | 0 | 0 | 2 | 2 | 0 |  | 0 | 0 |  | 0 | 0 |  | 0 | 0 |  | 0 | 0 |  | 0 | 0 | 1 | 2 | 0 |  | 0 | 0 | 1 | 1 | 0 |  | 0 | 0 |  | 0 | 0 |  | 0 | 0 |  | 0 | 0 |  | 0 | 0 | 1 | 1 | 0 |  | 0 | 0 |  | 0 | 0 |  | 0 | 0 |  | 0 | 0 |  | 0 | 0 |  | 0 | 0 |  | 0 | 0 |  | 0 | 0 |  | 0 | 0 |  | 0 | 0 |  | 0 | 0 |  | 0 | 0 |  | 0 | 0 |  | 0 | 0 |  | 0 | 0 |  | 0 | 0 |  | 0 | 0 |  | 0 | 0 |  | 0 | 0 |  | 0 | 0 |  | 0 | 0 |  | 0 | 0 |  | 0 | 0 |  | 0 | 0 |  | 0 | 0 |  | 0 | 0 |  | 0 | 0
31 | Door Bottom | Pemko | (42") 420ASL x width | 628 | 0 |  |  | 0 | 0 |  | 0 | 0 |  | 0 | 0 | 2 | 0 | 0 |  | 0 | 0 |  | 0 | 0 |  | 0 | 0 |  | 0 | 0 |  | 0 | 0 |  | 0 | 0 |  | 0 | 0 |  | 0 | 0 |  | 0 | 0 |  | 0 | 0 |  | 0 | 0 |  | 0 | 0 |  | 0 | 0 |  | 0 | 0 |  | 0 | 0 |  | 0 | 0 |  | 0 | 0 |  | 0 | 0 |  | 0 | 0 |  | 0 | 0 |  | 0 | 0 |  | 0 | 0 |  | 0 | 0 |  | 0 | 0 |  | 0 | 0 |  | 0 | 0 |  | 0 | 0 |  | 0 | 0 |  | 0 | 0 |  | 0 | 0 |  | 0 | 0 |  | 0 | 0 |  | 0 | 0 |  | 0 | 0 |  | 0 | 0 |  | 0 | 0 |  | 0 | 0 |  | 0 | 0 |  | 0 | 0 |  | 0 | 0 |  | 0 | 0 |  | 0 | 0
32 | Card Reader | HID | DPS-M-GY by Others |  | 10 |  |  | 0 | 0 |  | 0 | 0 |  | 0 | 0 | 2 | 0 | 0 | 2 | 2 | 0 |  | 0 | 0 | 1 | 1 | 0 | 2 | 0 | 0 |  | 0 | 0 | 1 | 3 | 0 | 1 | 2 | 0 | 1 | 1 | 0 | 1 | 1 | 0 |  | 0 | 0 |  | 0 | 0 |  | 0 | 0 |  | 0 | 0 |  | 0 | 0 |  | 0 | 0 |  | 0 | 0 |  | 0 | 0 |  | 0 | 0 |  | 0 | 0 |  | 0 | 0 |  | 0 | 0 |  | 0 | 0 |  | 0 | 0 |  | 0 | 0 |  | 0 | 0 |  | 0 | 0 |  | 0 | 0 |  | 0 | 0 |  | 0 | 0 |  | 0 | 0 |  | 0 | 0 |  | 0 | 0 |  | 0 | 0 |  | 0 | 0 |  | 0 | 0 |  | 0 | 0 |  | 0 | 0 |  | 0 | 0 |  | 0 | 0 |  | 0 | 0 |  | 0 | 0 |  | 0 | 0
33 | Mtg. Stile | Pemko | 351/351S-CPK x height |  | 0 |  |  | 0 | 0 |  | 0 | 0 |  | 0 | 0 | 1 | 0 | 0 |  | 0 | 0 |  | 0 | 0 |  | 0 | 0 |  | 0 | 0 |  | 0 | 0 |  | 0 | 0 |  | 0 | 0 |  | 0 | 0 |  | 0 | 0 |  | 0 | 0 |  | 0 | 0 |  | 0 | 0 |  | 0 | 0 |  | 0 | 0 |  | 0 | 0 |  | 0 | 0 |  | 0 | 0 |  | 0 | 0 |  | 0 | 0 |  | 0 | 0 |  | 0 | 0 |  | 0 | 0 |  | 0 | 0 |  | 0 | 0 |  | 0 | 0 |  | 0 | 0 |  | 0 | 0 |  | 0 | 0 |  | 0 | 0 |  | 0 | 0 |  | 0 | 0 |  | 0 | 0 |  | 0 | 0 |  | 0 | 0 |  | 0 | 0 |  | 0 | 0 |  | 0 | 0 |  | 0 | 0 |  | 0 | 0 |  | 0 | 0 |  | 0 | 0 |  | 0 | 0
34 | Rdr./Keypad | HID | By Others |  | 1 |  |  | 0 | 0 |  | 0 | 0 |  | 0 | 0 |  | 0 | 0 | 1 | 1 | 0 |  | 0 | 0 |  | 0 | 0 |  | 0 | 0 |  | 0 | 0 |  | 0 | 0 |  | 0 | 0 |  | 0 | 0 |  | 0 | 0 |  | 0 | 0 |  | 0 | 0 |  | 0 | 0 |  | 0 | 0 |  | 0 | 0 |  | 0 | 0 |  | 0 | 0 |  | 0 | 0 |  | 0 | 0 |  | 0 | 0 |  | 0 | 0 |  | 0 | 0 |  | 0 | 0 |  | 0 | 0 |  | 0 | 0 |  | 0 | 0 |  | 0 | 0 |  | 0 | 0 |  | 0 | 0 |  | 0 | 0 |  | 0 | 0 |  | 0 | 0 |  | 0 | 0 |  | 0 | 0 |  | 0 | 0 |  | 0 | 0 |  | 0 | 0 |  | 0 | 0 |  | 0 | 0 |  | 0 | 0 |  | 0 | 0 |  | 0 | 0 |  | 0 | 0
35 | Gasket | Pemko | (17') S88BL x width x 2-height |  | 9 |  |  | 0 | 0 |  | 0 | 0 |  | 0 | 0 |  | 0 | 0 |  | 0 | 0 | 1 | 4 | 0 | 1 | 1 | 0 |  | 0 | 0 |  | 0 | 0 | 1 | 3 | 0 |  | 0 | 0 | 1 | 1 | 0 |  | 0 | 0 |  | 0 | 0 |  | 0 | 0 |  | 0 | 0 | 1 | 0 | 0 | 1 | 0 | 0 |  | 0 | 0 |  | 0 | 0 |  | 0 | 0 |  | 0 | 0 |  | 0 | 0 |  | 0 | 0 |  | 0 | 0 |  | 0 | 0 |  | 0 | 0 |  | 0 | 0 |  | 0 | 0 |  | 0 | 0 |  | 0 | 0 |  | 0 | 0 |  | 0 | 0 |  | 0 | 0 |  | 0 | 0 |  | 0 | 0 |  | 0 | 0 |  | 0 | 0 |  | 0 | 0 |  | 0 | 0 |  | 0 | 0 |  | 0 | 0 |  | 0 | 0 |  | 0 | 0 |  | 0 | 0 |  | 0 | 0
36 | Actuator | Camden | CM-7436VR/4 (inside) | 630 | 5 |  |  | 0 | 0 |  | 0 | 0 |  | 0 | 0 |  | 0 | 0 |  | 0 | 0 | 1 | 4 | 0 | 1 | 1 | 0 |  | 0 | 0 |  | 0 | 0 |  | 0 | 0 |  | 0 | 0 |  | 0 | 0 |  | 0 | 0 |  | 0 | 0 |  | 0 | 0 |  | 0 | 0 |  | 0 | 0 |  | 0 | 0 |  | 0 | 0 |  | 0 | 0 |  | 0 | 0 |  | 0 | 0 |  | 0 | 0 |  | 0 | 0 |  | 0 | 0 |  | 0 | 0 |  | 0 | 0 |  | 0 | 0 |  | 0 | 0 |  | 0 | 0 |  | 0 | 0 |  | 0 | 0 |  | 0 | 0 |  | 0 | 0 |  | 0 | 0 |  | 0 | 0 |  | 0 | 0 |  | 0 | 0 |  | 0 | 0 |  | 0 | 0 |  | 0 | 0 |  | 0 | 0 |  | 0 | 0 |  | 0 | 0 |  | 0 | 0 |  | 0 | 0
37 | Door Bottom | Pemko | (36") 420ASL x width |  | 2 |  |  | 0 | 0 |  | 0 | 0 |  | 0 | 0 |  | 0 | 0 |  | 0 | 0 |  | 0 | 0 | 1 | 1 | 0 |  | 0 | 0 |  | 0 | 0 |  | 0 | 0 |  | 0 | 0 | 1 | 1 | 0 |  | 0 | 0 |  | 0 | 0 |  | 0 | 0 |  | 0 | 0 |  | 0 | 0 |  | 0 | 0 |  | 0 | 0 |  | 0 | 0 |  | 0 | 0 |  | 0 | 0 |  | 0 | 0 |  | 0 | 0 |  | 0 | 0 |  | 0 | 0 |  | 0 | 0 |  | 0 | 0 |  | 0 | 0 |  | 0 | 0 |  | 0 | 0 |  | 0 | 0 |  | 0 | 0 |  | 0 | 0 |  | 0 | 0 |  | 0 | 0 |  | 0 | 0 |  | 0 | 0 |  | 0 | 0 |  | 0 | 0 |  | 0 | 0 |  | 0 | 0 |  | 0 | 0 |  | 0 | 0 |  | 0 | 0 |  | 0 | 0
38 | Actuator | Camden | CM-7536VR/4 | 630 | 6 |  |  | 0 | 0 |  | 0 | 0 |  | 0 | 0 | 2 | 0 | 0 | 2 | 2 | 0 | 1 | 4 | 0 |  | 0 | 0 |  | 0 | 0 |  | 0 | 0 |  | 0 | 0 |  | 0 | 0 |  | 0 | 0 |  | 0 | 0 |  | 0 | 0 |  | 0 | 0 |  | 0 | 0 |  | 0 | 0 |  | 0 | 0 |  | 0 | 0 |  | 0 | 0 |  | 0 | 0 |  | 0 | 0 |  | 0 | 0 |  | 0 | 0 |  | 0 | 0 |  | 0 | 0 |  | 0 | 0 |  | 0 | 0 |  | 0 | 0 |  | 0 | 0 |  | 0 | 0 |  | 0 | 0 |  | 0 | 0 |  | 0 | 0 |  | 0 | 0 |  | 0 | 0 |  | 0 | 0 |  | 0 | 0 |  | 0 | 0 |  | 0 | 0 |  | 0 | 0 |  | 0 | 0 |  | 0 | 0 |  | 0 | 0 |  | 0 | 0 |  | 0 | 0
39 | Flushbolt | Rockwood | 2805 | 626 | 1 |  |  | 0 | 0 |  | 0 | 0 |  | 0 | 0 |  | 0 | 0 |  | 0 | 0 |  | 0 | 0 |  | 0 | 0 | 1 | 0 | 0 |  | 0 | 0 |  | 0 | 0 |  | 0 | 0 |  | 0 | 0 |  | 0 | 0 |  | 0 | 0 |  | 0 | 0 |  | 0 | 0 |  | 0 | 0 |  | 0 | 0 | 1 | 1 | 0 |  | 0 | 0 |  | 0 | 0 |  | 0 | 0 |  | 0 | 0 |  | 0 | 0 |  | 0 | 0 |  | 0 | 0 |  | 0 | 0 |  | 0 | 0 |  | 0 | 0 |  | 0 | 0 |  | 0 | 0 |  | 0 | 0 |  | 0 | 0 |  | 0 | 0 |  | 0 | 0 |  | 0 | 0 |  | 0 | 0 |  | 0 | 0 |  | 0 | 0 |  | 0 | 0 |  | 0 | 0 |  | 0 | 0 |  | 0 | 0 |  | 0 | 0 |  | 0 | 0 |  | 0 | 0
40 | Closer | Norton | UNIJ8101- DA x SN (inactive leaf) | 689 | 0 |  |  | 0 | 0 |  | 0 | 0 |  | 0 | 0 |  | 0 | 0 |  | 0 | 0 |  | 0 | 0 |  | 0 | 0 | 1 | 0 | 0 |  | 0 | 0 |  | 0 | 0 |  | 0 | 0 |  | 0 | 0 |  | 0 | 0 |  | 0 | 0 |  | 0 | 0 |  | 0 | 0 |  | 0 | 0 |  | 0 | 0 |  | 0 | 0 |  | 0 | 0 |  | 0 | 0 |  | 0 | 0 |  | 0 | 0 |  | 0 | 0 |  | 0 | 0 |  | 0 | 0 |  | 0 | 0 |  | 0 | 0 |  | 0 | 0 |  | 0 | 0 |  | 0 | 0 |  | 0 | 0 |  | 0 | 0 |  | 0 | 0 |  | 0 | 0 |  | 0 | 0 |  | 0 | 0 |  | 0 | 0 |  | 0 | 0 |  | 0 | 0 |  | 0 | 0 |  | 0 | 0 |  | 0 | 0 |  | 0 | 0 |  | 0 | 0 |  | 0 | 0
41 | Gasket | Pemko | (20') S88BL x width x 2-height |  | 0 |  |  | 0 | 0 |  | 0 | 0 |  | 0 | 0 |  | 0 | 0 |  | 0 | 0 |  | 0 | 0 |  | 0 | 0 | 1 | 0 | 0 |  | 0 | 0 |  | 0 | 0 |  | 0 | 0 |  | 0 | 0 |  | 0 | 0 |  | 0 | 0 |  | 0 | 0 |  | 0 | 0 |  | 0 | 0 |  | 0 | 0 |  | 0 | 0 |  | 0 | 0 |  | 0 | 0 |  | 0 | 0 |  | 0 | 0 |  | 0 | 0 |  | 0 | 0 |  | 0 | 0 |  | 0 | 0 |  | 0 | 0 |  | 0 | 0 |  | 0 | 0 |  | 0 | 0 |  | 0 | 0 |  | 0 | 0 |  | 0 | 0 |  | 0 | 0 |  | 0 | 0 |  | 0 | 0 |  | 0 | 0 |  | 0 | 0 |  | 0 | 0 |  | 0 | 0 |  | 0 | 0 |  | 0 | 0 |  | 0 | 0 |  | 0 | 0 |  | 0 | 0
42 | Track | KN Crowder | C-108 x Length |  | 1 |  |  | 0 | 0 |  | 0 | 0 |  | 0 | 0 |  | 0 | 0 |  | 0 | 0 |  | 0 | 0 |  | 0 | 0 |  | 0 | 0 | 1 | 1 | 0 |  | 0 | 0 |  | 0 | 0 |  | 0 | 0 |  | 0 | 0 |  | 0 | 0 |  | 0 | 0 |  | 0 | 0 |  | 0 | 0 |  | 0 | 0 |  | 0 | 0 |  | 0 | 0 |  | 0 | 0 |  | 0 | 0 |  | 0 | 0 |  | 0 | 0 |  | 0 | 0 |  | 0 | 0 |  | 0 | 0 |  | 0 | 0 |  | 0 | 0 |  | 0 | 0 |  | 0 | 0 |  | 0 | 0 |  | 0 | 0 |  | 0 | 0 |  | 0 | 0 |  | 0 | 0 |  | 0 | 0 |  | 0 | 0 |  | 0 | 0 |  | 0 | 0 |  | 0 | 0 |  | 0 | 0 |  | 0 | 0 |  | 0 | 0 |  | 0 | 0 |  | 0 | 0
43 | Hanger | KN Crowder | C-818HD |  | 2 |  |  | 0 | 0 |  | 0 | 0 |  | 0 | 0 |  | 0 | 0 |  | 0 | 0 |  | 0 | 0 |  | 0 | 0 |  | 0 | 0 | 2 | 2 | 0 |  | 0 | 0 |  | 0 | 0 |  | 0 | 0 |  | 0 | 0 |  | 0 | 0 |  | 0 | 0 |  | 0 | 0 |  | 0 | 0 |  | 0 | 0 |  | 0 | 0 |  | 0 | 0 |  | 0 | 0 |  | 0 | 0 |  | 0 | 0 |  | 0 | 0 |  | 0 | 0 |  | 0 | 0 |  | 0 | 0 |  | 0 | 0 |  | 0 | 0 |  | 0 | 0 |  | 0 | 0 |  | 0 | 0 |  | 0 | 0 |  | 0 | 0 |  | 0 | 0 |  | 0 | 0 |  | 0 | 0 |  | 0 | 0 |  | 0 | 0 |  | 0 | 0 |  | 0 | 0 |  | 0 | 0 |  | 0 | 0 |  | 0 | 0 |  | 0 | 0 |  | 0 | 0
44 | Stop | KN Crowder | C-100HD In-track | 626 | 2 |  |  | 0 | 0 |  | 0 | 0 |  | 0 | 0 |  | 0 | 0 |  | 0 | 0 |  | 0 | 0 |  | 0 | 0 |  | 0 | 0 | 2 | 2 | 0 |  | 0 | 0 |  | 0 | 0 |  | 0 | 0 |  | 0 | 0 |  | 0 | 0 |  | 0 | 0 |  | 0 | 0 |  | 0 | 0 |  | 0 | 0 |  | 0 | 0 |  | 0 | 0 |  | 0 | 0 |  | 0 | 0 |  | 0 | 0 |  | 0 | 0 |  | 0 | 0 |  | 0 | 0 |  | 0 | 0 |  | 0 | 0 |  | 0 | 0 |  | 0 | 0 |  | 0 | 0 |  | 0 | 0 |  | 0 | 0 |  | 0 | 0 |  | 0 | 0 |  | 0 | 0 |  | 0 | 0 |  | 0 | 0 |  | 0 | 0 |  | 0 | 0 |  | 0 | 0 |  | 0 | 0 |  | 0 | 0 |  | 0 | 0 |  | 0 | 0 |  | 0 | 0
45 | Floor Guide | KN Crowder | C-913 | 626 | 1 |  |  | 0 | 0 |  | 0 | 0 |  | 0 | 0 |  | 0 | 0 |  | 0 | 0 |  | 0 | 0 |  | 0 | 0 |  | 0 | 0 | 1 | 1 | 0 |  | 0 | 0 |  | 0 | 0 |  | 0 | 0 |  | 0 | 0 |  | 0 | 0 |  | 0 | 0 |  | 0 | 0 |  | 0 | 0 |  | 0 | 0 |  | 0 | 0 |  | 0 | 0 |  | 0 | 0 |  | 0 | 0 |  | 0 | 0 |  | 0 | 0 |  | 0 | 0 |  | 0 | 0 |  | 0 | 0 |  | 0 | 0 |  | 0 | 0 |  | 0 | 0 |  | 0 | 0 |  | 0 | 0 |  | 0 | 0 |  | 0 | 0 |  | 0 | 0 |  | 0 | 0 |  | 0 | 0 |  | 0 | 0 |  | 0 | 0 |  | 0 | 0 |  | 0 | 0 |  | 0 | 0 |  | 0 | 0 |  | 0 | 0 |  | 0 | 0 |  | 0 | 0
46 | Channel | KN Crowder | C-914 Guide x Length | 626 | 1 |  |  | 0 | 0 |  | 0 | 0 |  | 0 | 0 |  | 0 | 0 |  | 0 | 0 |  | 0 | 0 |  | 0 | 0 |  | 0 | 0 | 1 | 1 | 0 |  | 0 | 0 |  | 0 | 0 |  | 0 | 0 |  | 0 | 0 |  | 0 | 0 |  | 0 | 0 |  | 0 | 0 |  | 0 | 0 |  | 0 | 0 |  | 0 | 0 |  | 0 | 0 |  | 0 | 0 |  | 0 | 0 |  | 0 | 0 |  | 0 | 0 |  | 0 | 0 |  | 0 | 0 |  | 0 | 0 |  | 0 | 0 |  | 0 | 0 |  | 0 | 0 |  | 0 | 0 |  | 0 | 0 |  | 0 | 0 |  | 0 | 0 |  | 0 | 0 |  | 0 | 0 |  | 0 | 0 |  | 0 | 0 |  | 0 | 0 |  | 0 | 0 |  | 0 | 0 |  | 0 | 0 |  | 0 | 0 |  | 0 | 0 |  | 0 | 0 |  | 0 | 0
47 | Fascia | KN Crowder | C-110 x Length x Primer Finish |  | 1 |  |  | 0 | 0 |  | 0 | 0 |  | 0 | 0 |  | 0 | 0 |  | 0 | 0 |  | 0 | 0 |  | 0 | 0 |  | 0 | 0 | 1 | 1 | 0 |  | 0 | 0 |  | 0 | 0 |  | 0 | 0 |  | 0 | 0 |  | 0 | 0 |  | 0 | 0 |  | 0 | 0 |  | 0 | 0 |  | 0 | 0 |  | 0 | 0 |  | 0 | 0 |  | 0 | 0 |  | 0 | 0 |  | 0 | 0 |  | 0 | 0 |  | 0 | 0 |  | 0 | 0 |  | 0 | 0 |  | 0 | 0 |  | 0 | 0 |  | 0 | 0 |  | 0 | 0 |  | 0 | 0 |  | 0 | 0 |  | 0 | 0 |  | 0 | 0 |  | 0 | 0 |  | 0 | 0 |  | 0 | 0 |  | 0 | 0 |  | 0 | 0 |  | 0 | 0 |  | 0 | 0 |  | 0 | 0 |  | 0 | 0 |  | 0 | 0 |  | 0 | 0
48 | End Cap | KN Crowder | C-110 x Primer Finish |  | 2 |  |  | 0 | 0 |  | 0 | 0 |  | 0 | 0 |  | 0 | 0 |  | 0 | 0 |  | 0 | 0 |  | 0 | 0 |  | 0 | 0 | 2 | 2 | 0 |  | 0 | 0 |  | 0 | 0 |  | 0 | 0 |  | 0 | 0 |  | 0 | 0 |  | 0 | 0 |  | 0 | 0 |  | 0 | 0 |  | 0 | 0 |  | 0 | 0 |  | 0 | 0 |  | 0 | 0 |  | 0 | 0 |  | 0 | 0 |  | 0 | 0 |  | 0 | 0 |  | 0 | 0 |  | 0 | 0 |  | 0 | 0 |  | 0 | 0 |  | 0 | 0 |  | 0 | 0 |  | 0 | 0 |  | 0 | 0 |  | 0 | 0 |  | 0 | 0 |  | 0 | 0 |  | 0 | 0 |  | 0 | 0 |  | 0 | 0 |  | 0 | 0 |  | 0 | 0 |  | 0 | 0 |  | 0 | 0 |  | 0 | 0 |  | 0 | 0 |  | 0 | 0
49 | Passage Set | Inox | XGT-202-PD9610 x hand | 630 | 1 |  |  | 0 | 0 |  | 0 | 0 |  | 0 | 0 |  | 0 | 0 |  | 0 | 0 |  | 0 | 0 |  | 0 | 0 |  | 0 | 0 | 1 | 1 | 0 |  | 0 | 0 |  | 0 | 0 |  | 0 | 0 |  | 0 | 0 |  | 0 | 0 |  | 0 | 0 |  | 0 | 0 |  | 0 | 0 |  | 0 | 0 |  | 0 | 0 |  | 0 | 0 |  | 0 | 0 |  | 0 | 0 |  | 0 | 0 |  | 0 | 0 |  | 0 | 0 |  | 0 | 0 |  | 0 | 0 |  | 0 | 0 |  | 0 | 0 |  | 0 | 0 |  | 0 | 0 |  | 0 | 0 |  | 0 | 0 |  | 0 | 0 |  | 0 | 0 |  | 0 | 0 |  | 0 | 0 |  | 0 | 0 |  | 0 | 0 |  | 0 | 0 |  | 0 | 0 |  | 0 | 0 |  | 0 | 0 |  | 0 | 0 |  | 0 | 0 |  | 0 | 0
50 | Wall Strike | Inox | WS90L | 630 | 1 |  |  | 0 | 0 |  | 0 | 0 |  | 0 | 0 |  | 0 | 0 |  | 0 | 0 |  | 0 | 0 |  | 0 | 0 |  | 0 | 0 | 1 | 1 | 0 |  | 0 | 0 |  | 0 | 0 |  | 0 | 0 |  | 0 | 0 |  | 0 | 0 |  | 0 | 0 |  | 0 | 0 |  | 0 | 0 |  | 0 | 0 |  | 0 | 0 |  | 0 | 0 |  | 0 | 0 |  | 0 | 0 |  | 0 | 0 |  | 0 | 0 |  | 0 | 0 |  | 0 | 0 |  | 0 | 0 |  | 0 | 0 |  | 0 | 0 |  | 0 | 0 |  | 0 | 0 |  | 0 | 0 |  | 0 | 0 |  | 0 | 0 |  | 0 | 0 |  | 0 | 0 |  | 0 | 0 |  | 0 | 0 |  | 0 | 0 |  | 0 | 0 |  | 0 | 0 |  | 0 | 0 |  | 0 | 0 |  | 0 | 0 |  | 0 | 0 |  | 0 | 0
51 | Closer | Norton | 7500-DA-ST x SN | 689 | 5 |  |  | 0 | 0 |  | 0 | 0 |  | 0 | 0 |  | 0 | 0 |  | 0 | 0 |  | 0 | 0 |  | 0 | 0 |  | 0 | 0 |  | 0 | 0 | 1 | 3 | 0 | 1 | 2 | 0 |  | 0 | 0 |  | 0 | 0 |  | 0 | 0 |  | 0 | 0 |  | 0 | 0 |  | 0 | 0 |  | 0 | 0 |  | 0 | 0 |  | 0 | 0 |  | 0 | 0 |  | 0 | 0 |  | 0 | 0 |  | 0 | 0 |  | 0 | 0 |  | 0 | 0 |  | 0 | 0 |  | 0 | 0 |  | 0 | 0 |  | 0 | 0 |  | 0 | 0 |  | 0 | 0 |  | 0 | 0 |  | 0 | 0 |  | 0 | 0 |  | 0 | 0 |  | 0 | 0 |  | 0 | 0 |  | 0 | 0 |  | 0 | 0 |  | 0 | 0 |  | 0 | 0 |  | 0 | 0 |  | 0 | 0 |  | 0 | 0 |  | 0 | 0
52 | Kick Plate | Gallery | (34") GSH 80A-B4E-400mm x width less 38mm | 630 | 4 |  |  | 0 | 0 |  | 0 | 0 |  | 0 | 0 |  | 0 | 0 |  | 0 | 0 |  | 0 | 0 |  | 0 | 0 |  | 0 | 0 |  | 0 | 0 | 1 | 3 | 0 |  | 0 | 0 | 1 | 1 | 0 |  | 0 | 0 |  | 0 | 0 |  | 0 | 0 |  | 0 | 0 | 1 | 0 | 0 |  | 0 | 0 |  | 0 | 0 | 1 | 0 | 0 |  | 0 | 0 |  | 0 | 0 |  | 0 | 0 |  | 0 | 0 |  | 0 | 0 |  | 0 | 0 |  | 0 | 0 |  | 0 | 0 |  | 0 | 0 |  | 0 | 0 |  | 0 | 0 |  | 0 | 0 |  | 0 | 0 |  | 0 | 0 |  | 0 | 0 |  | 0 | 0 |  | 0 | 0 |  | 0 | 0 |  | 0 | 0 |  | 0 | 0 |  | 0 | 0 |  | 0 | 0 |  | 0 | 0 |  | 0 | 0 |  | 0 | 0 |  | 0 | 0
53 | Gasket | Pemko | (18') S88BL x width x 2-height |  | 3 |  |  | 0 | 0 |  | 0 | 0 |  | 0 | 0 |  | 0 | 0 |  | 0 | 0 |  | 0 | 0 |  | 0 | 0 |  | 0 | 0 |  | 0 | 0 |  | 0 | 0 | 1 | 2 | 0 |  | 0 | 0 | 1 | 1 | 0 |  | 0 | 0 |  | 0 | 0 |  | 0 | 0 |  | 0 | 0 |  | 0 | 0 |  | 0 | 0 |  | 0 | 0 |  | 0 | 0 |  | 0 | 0 |  | 0 | 0 |  | 0 | 0 |  | 0 | 0 |  | 0 | 0 |  | 0 | 0 |  | 0 | 0 |  | 0 | 0 |  | 0 | 0 |  | 0 | 0 |  | 0 | 0 |  | 0 | 0 |  | 0 | 0 |  | 0 | 0 |  | 0 | 0 |  | 0 | 0 |  | 0 | 0 |  | 0 | 0 |  | 0 | 0 |  | 0 | 0 |  | 0 | 0 |  | 0 | 0 |  | 0 | 0 |  | 0 | 0 |  | 0 | 0
54 | Closer | Norton | PS7500STH-TB | 689 | 2 |  |  | 0 | 0 |  | 0 | 0 |  | 0 | 0 |  | 0 | 0 |  | 0 | 0 |  | 0 | 0 |  | 0 | 0 |  | 0 | 0 |  | 0 | 0 |  | 0 | 0 |  | 0 | 0 | 1 | 1 | 0 | 1 | 1 | 0 |  | 0 | 0 |  | 0 | 0 |  | 0 | 0 |  | 0 | 0 |  | 0 | 0 |  | 0 | 0 |  | 0 | 0 |  | 0 | 0 |  | 0 | 0 |  | 0 | 0 |  | 0 | 0 |  | 0 | 0 |  | 0 | 0 |  | 0 | 0 |  | 0 | 0 |  | 0 | 0 |  | 0 | 0 |  | 0 | 0 |  | 0 | 0 |  | 0 | 0 |  | 0 | 0 |  | 0 | 0 |  | 0 | 0 |  | 0 | 0 |  | 0 | 0 |  | 0 | 0 |  | 0 | 0 |  | 0 | 0 |  | 0 | 0 |  | 0 | 0 |  | 0 | 0 |  | 0 | 0 |  | 0 | 0
55 | 11247 x width | Rockwood | Push/Pull |  | 2 |  |  | 0 | 0 |  | 0 | 0 |  | 0 | 0 |  | 0 | 0 |  | 0 | 0 |  | 0 | 0 |  | 0 | 0 |  | 0 | 0 |  | 0 | 0 |  | 0 | 0 |  | 0 | 0 |  | 0 | 0 |  | 0 | 0 |  | 0 | 0 | 2 | 2 | 0 |  | 0 | 0 |  | 0 | 0 |  | 0 | 0 |  | 0 | 0 |  | 0 | 0 |  | 0 | 0 |  | 0 | 0 |  | 0 | 0 |  | 0 | 0 |  | 0 | 0 |  | 0 | 0 |  | 0 | 0 |  | 0 | 0 |  | 0 | 0 |  | 0 | 0 |  | 0 | 0 |  | 0 | 0 |  | 0 | 0 |  | 0 | 0 |  | 0 | 0 |  | 0 | 0 |  | 0 | 0 |  | 0 | 0 |  | 0 | 0 |  | 0 | 0 |  | 0 | 0 |  | 0 | 0 |  | 0 | 0 |  | 0 | 0 |  | 0 | 0 |  | 0 | 0
56 | Closer | Norton | PS-7500-ST-DA-TB | 689 | 2 |  |  | 0 | 0 |  | 0 | 0 |  | 0 | 0 |  | 0 | 0 |  | 0 | 0 |  | 0 | 0 |  | 0 | 0 |  | 0 | 0 |  | 0 | 0 |  | 0 | 0 |  | 0 | 0 |  | 0 | 0 |  | 0 | 0 |  | 0 | 0 | 2 | 2 | 0 |  | 0 | 0 | 1 | 0 | 0 | 1 | 0 | 0 |  | 0 | 0 |  | 0 | 0 |  | 0 | 0 |  | 0 | 0 |  | 0 | 0 |  | 0 | 0 |  | 0 | 0 |  | 0 | 0 |  | 0 | 0 |  | 0 | 0 |  | 0 | 0 |  | 0 | 0 |  | 0 | 0 |  | 0 | 0 |  | 0 | 0 |  | 0 | 0 |  | 0 | 0 |  | 0 | 0 |  | 0 | 0 |  | 0 | 0 |  | 0 | 0 |  | 0 | 0 |  | 0 | 0 |  | 0 | 0 |  | 0 | 0 |  | 0 | 0 |  | 0 | 0 |  | 0 | 0
57 | Gasket | Pemko | (19') S88BL x width x 2-height |  | 1 |  |  | 0 | 0 |  | 0 | 0 |  | 0 | 0 |  | 0 | 0 |  | 0 | 0 |  | 0 | 0 |  | 0 | 0 |  | 0 | 0 |  | 0 | 0 |  | 0 | 0 |  | 0 | 0 |  | 0 | 0 |  | 0 | 0 |  | 0 | 0 | 1 | 1 | 0 |  | 0 | 0 |  | 0 | 0 |  | 0 | 0 |  | 0 | 0 |  | 0 | 0 |  | 0 | 0 |  | 0 | 0 |  | 0 | 0 |  | 0 | 0 |  | 0 | 0 |  | 0 | 0 |  | 0 | 0 |  | 0 | 0 |  | 0 | 0 |  | 0 | 0 |  | 0 | 0 |  | 0 | 0 |  | 0 | 0 |  | 0 | 0 |  | 0 | 0 |  | 0 | 0 |  | 0 | 0 |  | 0 | 0 |  | 0 | 0 |  | 0 | 0 |  | 0 | 0 |  | 0 | 0 |  | 0 | 0 |  | 0 | 0 |  | 0 | 0 |  | 0 | 0
58 | Mtg. Stile | Pemko | 351CV x length | 630 | 1 |  |  | 0 | 0 |  | 0 | 0 |  | 0 | 0 |  | 0 | 0 |  | 0 | 0 |  | 0 | 0 |  | 0 | 0 |  | 0 | 0 |  | 0 | 0 |  | 0 | 0 |  | 0 | 0 |  | 0 | 0 |  | 0 | 0 |  | 0 | 0 | 1 | 1 | 0 |  | 0 | 0 |  | 0 | 0 |  | 0 | 0 |  | 0 | 0 |  | 0 | 0 |  | 0 | 0 |  | 0 | 0 |  | 0 | 0 |  | 0 | 0 |  | 0 | 0 |  | 0 | 0 |  | 0 | 0 |  | 0 | 0 |  | 0 | 0 |  | 0 | 0 |  | 0 | 0 |  | 0 | 0 |  | 0 | 0 |  | 0 | 0 |  | 0 | 0 |  | 0 | 0 |  | 0 | 0 |  | 0 | 0 |  | 0 | 0 |  | 0 | 0 |  | 0 | 0 |  | 0 | 0 |  | 0 | 0 |  | 0 | 0 |  | 0 | 0 |  | 0 | 0
59 | Door Bottom | Pemko | (42") 420SL x width | 628 | 1 |  |  | 0 | 0 |  | 0 | 0 |  | 0 | 0 |  | 0 | 0 |  | 0 | 0 |  | 0 | 0 |  | 0 | 0 |  | 0 | 0 |  | 0 | 0 |  | 0 | 0 |  | 0 | 0 |  | 0 | 0 |  | 0 | 0 |  | 0 | 0 | 1 | 1 | 0 |  | 0 | 0 |  | 0 | 0 |  | 0 | 0 |  | 0 | 0 |  | 0 | 0 |  | 0 | 0 |  | 0 | 0 |  | 0 | 0 |  | 0 | 0 |  | 0 | 0 |  | 0 | 0 |  | 0 | 0 |  | 0 | 0 |  | 0 | 0 |  | 0 | 0 |  | 0 | 0 |  | 0 | 0 |  | 0 | 0 |  | 0 | 0 |  | 0 | 0 |  | 0 | 0 |  | 0 | 0 |  | 0 | 0 |  | 0 | 0 |  | 0 | 0 |  | 0 | 0 |  | 0 | 0 |  | 0 | 0 |  | 0 | 0 |  | 0 | 0 |  | 0 | 0
60 | Door Bottom | Pemko | (16") 420SL x width | 628 | 1 |  |  | 0 | 0 |  | 0 | 0 |  | 0 | 0 |  | 0 | 0 |  | 0 | 0 |  | 0 | 0 |  | 0 | 0 |  | 0 | 0 |  | 0 | 0 |  | 0 | 0 |  | 0 | 0 |  | 0 | 0 |  | 0 | 0 |  | 0 | 0 | 1 | 1 | 0 |  | 0 | 0 |  | 0 | 0 |  | 0 | 0 |  | 0 | 0 |  | 0 | 0 |  | 0 | 0 |  | 0 | 0 |  | 0 | 0 |  | 0 | 0 |  | 0 | 0 |  | 0 | 0 |  | 0 | 0 |  | 0 | 0 |  | 0 | 0 |  | 0 | 0 |  | 0 | 0 |  | 0 | 0 |  | 0 | 0 |  | 0 | 0 |  | 0 | 0 |  | 0 | 0 |  | 0 | 0 |  | 0 | 0 |  | 0 | 0 |  | 0 | 0 |  | 0 | 0 |  | 0 | 0 |  | 0 | 0 |  | 0 | 0 |  | 0 | 0 |  | 0 | 0
61 | Stop | Pemko | ERS-84C-HT-hand-Torx |  | 8 |  |  | 0 | 0 |  | 0 | 0 |  | 0 | 0 |  | 0 | 0 |  | 0 | 0 |  | 0 | 0 |  | 0 | 0 |  | 0 | 0 |  | 0 | 0 |  | 0 | 0 |  | 0 | 0 |  | 0 | 0 |  | 0 | 0 |  | 0 | 0 |  | 0 | 0 | 1 | 2 | 0 |  | 0 | 0 |  | 0 | 0 |  | 0 | 0 |  | 0 | 0 |  | 0 | 0 | 1 | 1 | 0 | 1 | 2 | 0 | 1 | 3 | 0 |  | 0 | 0 |  | 0 | 0 |  | 0 | 0 |  | 0 | 0 |  | 0 | 0 |  | 0 | 0 |  | 0 | 0 |  | 0 | 0 |  | 0 | 0 |  | 0 | 0 |  | 0 | 0 |  | 0 | 0 |  | 0 | 0 |  | 0 | 0 |  | 0 | 0 |  | 0 | 0 |  | 0 | 0 |  | 0 | 0 |  | 0 | 0 |  | 0 | 0 |  | 0 | 0 |  | 0 | 0
62 | W/F Stop | Gallery | GSH 200B/218B/231/233 | 630 | 8 |  |  | 0 | 0 |  | 0 | 0 |  | 0 | 0 |  | 0 | 0 |  | 0 | 0 |  | 0 | 0 |  | 0 | 0 |  | 0 | 0 |  | 0 | 0 |  | 0 | 0 |  | 0 | 0 |  | 0 | 0 |  | 0 | 0 |  | 0 | 0 |  | 0 | 0 | 1 | 2 | 0 |  | 0 | 0 |  | 0 | 0 |  | 0 | 0 |  | 0 | 0 |  | 0 | 0 | 1 | 1 | 0 | 1 | 2 | 0 | 1 | 3 | 0 |  | 0 | 0 |  | 0 | 0 |  | 0 | 0 |  | 0 | 0 |  | 0 | 0 |  | 0 | 0 |  | 0 | 0 |  | 0 | 0 |  | 0 | 0 |  | 0 | 0 |  | 0 | 0 |  | 0 | 0 |  | 0 | 0 |  | 0 | 0 |  | 0 | 0 |  | 0 | 0 |  | 0 | 0 |  | 0 | 0 |  | 0 | 0 |  | 0 | 0 |  | 0 | 0 |  | 0 | 0
63 | Hinges | McKinney | T4A3786 4 1/2" x 4 1/2" | 652 | 0 |  |  | 0 | 0 |  | 0 | 0 |  | 0 | 0 |  | 0 | 0 |  | 0 | 0 |  | 0 | 0 |  | 0 | 0 |  | 0 | 0 |  | 0 | 0 |  | 0 | 0 |  | 0 | 0 |  | 0 | 0 |  | 0 | 0 |  | 0 | 0 |  | 0 | 0 |  | 0 | 0 | 3 | 0 | 0 | 3 | 0 | 0 |  | 0 | 0 |  | 0 | 0 |  | 0 | 0 |  | 0 | 0 |  | 0 | 0 |  | 0 | 0 |  | 0 | 0 |  | 0 | 0 |  | 0 | 0 |  | 0 | 0 |  | 0 | 0 |  | 0 | 0 |  | 0 | 0 |  | 0 | 0 |  | 0 | 0 |  | 0 | 0 |  | 0 | 0 |  | 0 | 0 |  | 0 | 0 |  | 0 | 0 |  | 0 | 0 |  | 0 | 0 |  | 0 | 0 |  | 0 | 0 |  | 0 | 0 |  | 0 | 0 |  | 0 | 0 |  | 0 | 0
64 | Kick Plate | Gallery | (30") GSH 80A-B4E-400mm x width less 38mm | 630 | 0 |  |  | 0 | 0 |  | 0 | 0 |  | 0 | 0 |  | 0 | 0 |  | 0 | 0 |  | 0 | 0 |  | 0 | 0 |  | 0 | 0 |  | 0 | 0 |  | 0 | 0 |  | 0 | 0 |  | 0 | 0 |  | 0 | 0 |  | 0 | 0 |  | 0 | 0 |  | 0 | 0 |  | 0 | 0 | 1 | 0 | 0 |  | 0 | 0 |  | 0 | 0 |  | 0 | 0 |  | 0 | 0 |  | 0 | 0 |  | 0 | 0 |  | 0 | 0 |  | 0 | 0 |  | 0 | 0 |  | 0 | 0 |  | 0 | 0 |  | 0 | 0 |  | 0 | 0 |  | 0 | 0 |  | 0 | 0 |  | 0 | 0 |  | 0 | 0 |  | 0 | 0 |  | 0 | 0 |  | 0 | 0 |  | 0 | 0 |  | 0 | 0 |  | 0 | 0 |  | 0 | 0 |  | 0 | 0 |  | 0 | 0 |  | 0 | 0 |  | 0 | 0
65 | Lock Set | Sargent | 8237 x LNJ x hand | 626 | 1 |  |  | 0 | 0 |  | 0 | 0 |  | 0 | 0 |  | 0 | 0 |  | 0 | 0 |  | 0 | 0 |  | 0 | 0 |  | 0 | 0 |  | 0 | 0 |  | 0 | 0 |  | 0 | 0 |  | 0 | 0 |  | 0 | 0 |  | 0 | 0 |  | 0 | 0 |  | 0 | 0 |  | 0 | 0 |  | 0 | 0 | 1 | 1 | 0 |  | 0 | 0 |  | 0 | 0 |  | 0 | 0 |  | 0 | 0 |  | 0 | 0 |  | 0 | 0 |  | 0 | 0 |  | 0 | 0 |  | 0 | 0 |  | 0 | 0 |  | 0 | 0 |  | 0 | 0 |  | 0 | 0 |  | 0 | 0 |  | 0 | 0 |  | 0 | 0 |  | 0 | 0 |  | 0 | 0 |  | 0 | 0 |  | 0 | 0 |  | 0 | 0 |  | 0 | 0 |  | 0 | 0 |  | 0 | 0 |  | 0 | 0 |  | 0 | 0 |  | 0 | 0
66 | W/F Stop | Gallery | GSH 200S/218S/240/250 | 630 | 2 |  |  | 0 | 0 |  | 0 | 0 |  | 0 | 0 |  | 0 | 0 |  | 0 | 0 |  | 0 | 0 |  | 0 | 0 |  | 0 | 0 |  | 0 | 0 |  | 0 | 0 |  | 0 | 0 |  | 0 | 0 |  | 0 | 0 |  | 0 | 0 |  | 0 | 0 |  | 0 | 0 |  | 0 | 0 |  | 0 | 0 | 2 | 2 | 0 |  | 0 | 0 |  | 0 | 0 |  | 0 | 0 |  | 0 | 0 |  | 0 | 0 |  | 0 | 0 |  | 0 | 0 |  | 0 | 0 |  | 0 | 0 |  | 0 | 0 |  | 0 | 0 |  | 0 | 0 |  | 0 | 0 |  | 0 | 0 |  | 0 | 0 |  | 0 | 0 |  | 0 | 0 |  | 0 | 0 |  | 0 | 0 |  | 0 | 0 |  | 0 | 0 |  | 0 | 0 |  | 0 | 0 |  | 0 | 0 |  | 0 | 0 |  | 0 | 0 |  | 0 | 0
67 | Stretch. Plate | Gallery | GSH 80A-B4E-203mm x width less 25mm | 630 | 2 |  |  | 0 | 0 |  | 0 | 0 |  | 0 | 0 |  | 0 | 0 |  | 0 | 0 |  | 0 | 0 |  | 0 | 0 |  | 0 | 0 |  | 0 | 0 |  | 0 | 0 |  | 0 | 0 |  | 0 | 0 |  | 0 | 0 |  | 0 | 0 |  | 0 | 0 |  | 0 | 0 |  | 0 | 0 |  | 0 | 0 | 2 | 2 | 0 |  | 0 | 0 |  | 0 | 0 |  | 0 | 0 |  | 0 | 0 |  | 0 | 0 |  | 0 | 0 |  | 0 | 0 |  | 0 | 0 |  | 0 | 0 |  | 0 | 0 |  | 0 | 0 |  | 0 | 0 |  | 0 | 0 |  | 0 | 0 |  | 0 | 0 |  | 0 | 0 |  | 0 | 0 |  | 0 | 0 |  | 0 | 0 |  | 0 | 0 |  | 0 | 0 |  | 0 | 0 |  | 0 | 0 |  | 0 | 0 |  | 0 | 0 |  | 0 | 0 |  | 0 | 0
68 | Kick Plate | Gallery | (11") GSH 80A-B4E-400mm x width less 38mm |  | 1 |  |  | 0 | 0 |  | 0 | 0 |  | 0 | 0 |  | 0 | 0 |  | 0 | 0 |  | 0 | 0 |  | 0 | 0 |  | 0 | 0 |  | 0 | 0 |  | 0 | 0 |  | 0 | 0 |  | 0 | 0 |  | 0 | 0 |  | 0 | 0 |  | 0 | 0 |  | 0 | 0 |  | 0 | 0 |  | 0 | 0 | 1 | 1 | 0 |  | 0 | 0 |  | 0 | 0 |  | 0 | 0 |  | 0 | 0 |  | 0 | 0 |  | 0 | 0 |  | 0 | 0 |  | 0 | 0 |  | 0 | 0 |  | 0 | 0 |  | 0 | 0 |  | 0 | 0 |  | 0 | 0 |  | 0 | 0 |  | 0 | 0 |  | 0 | 0 |  | 0 | 0 |  | 0 | 0 |  | 0 | 0 |  | 0 | 0 |  | 0 | 0 |  | 0 | 0 |  | 0 | 0 |  | 0 | 0 |  | 0 | 0 |  | 0 | 0 |  | 0 | 0
69 | Closer | Norton | 7500-DA-ST-TB | 689 | 0 |  |  | 0 | 0 |  | 0 | 0 |  | 0 | 0 |  | 0 | 0 |  | 0 | 0 |  | 0 | 0 |  | 0 | 0 |  | 0 | 0 |  | 0 | 0 |  | 0 | 0 |  | 0 | 0 |  | 0 | 0 |  | 0 | 0 |  | 0 | 0 |  | 0 | 0 |  | 0 | 0 |  | 0 | 0 |  | 0 | 0 |  | 0 | 0 | 1 | 0 | 0 |  | 0 | 0 |  | 0 | 0 |  | 0 | 0 |  | 0 | 0 |  | 0 | 0 |  | 0 | 0 |  | 0 | 0 |  | 0 | 0 |  | 0 | 0 |  | 0 | 0 |  | 0 | 0 |  | 0 | 0 |  | 0 | 0 |  | 0 | 0 |  | 0 | 0 |  | 0 | 0 |  | 0 | 0 |  | 0 | 0 |  | 0 | 0 |  | 0 | 0 |  | 0 | 0 |  | 0 | 0 |  | 0 | 0 |  | 0 | 0 |  | 0 | 0 |  | 0 | 0
70 | Gasket | Pemko | (17') 312CR x width x 2-height | 628 | 0 |  |  | 0 | 0 |  | 0 | 0 |  | 0 | 0 |  | 0 | 0 |  | 0 | 0 |  | 0 | 0 |  | 0 | 0 |  | 0 | 0 |  | 0 | 0 |  | 0 | 0 |  | 0 | 0 |  | 0 | 0 |  | 0 | 0 |  | 0 | 0 |  | 0 | 0 |  | 0 | 0 |  | 0 | 0 |  | 0 | 0 |  | 0 | 0 | 1 | 0 | 0 |  | 0 | 0 |  | 0 | 0 |  | 0 | 0 |  | 0 | 0 |  | 0 | 0 |  | 0 | 0 |  | 0 | 0 |  | 0 | 0 |  | 0 | 0 |  | 0 | 0 |  | 0 | 0 |  | 0 | 0 |  | 0 | 0 |  | 0 | 0 |  | 0 | 0 |  | 0 | 0 |  | 0 | 0 |  | 0 | 0 |  | 0 | 0 |  | 0 | 0 |  | 0 | 0 |  | 0 | 0 |  | 0 | 0 |  | 0 | 0 |  | 0 | 0 |  | 0 | 0
71 | Passage Set | Sargent | 10XG15 -LL | 626 | 1 |  |  | 0 | 0 |  | 0 | 0 |  | 0 | 0 |  | 0 | 0 |  | 0 | 0 |  | 0 | 0 |  | 0 | 0 |  | 0 | 0 |  | 0 | 0 |  | 0 | 0 |  | 0 | 0 |  | 0 | 0 |  | 0 | 0 |  | 0 | 0 |  | 0 | 0 |  | 0 | 0 |  | 0 | 0 |  | 0 | 0 |  | 0 | 0 |  | 0 | 0 |  | 0 | 0 | 1 | 1 | 0 |  | 0 | 0 |  | 0 | 0 |  | 0 | 0 |  | 0 | 0 |  | 0 | 0 |  | 0 | 0 |  | 0 | 0 |  | 0 | 0 |  | 0 | 0 |  | 0 | 0 |  | 0 | 0 |  | 0 | 0 |  | 0 | 0 |  | 0 | 0 |  | 0 | 0 |  | 0 | 0 |  | 0 | 0 |  | 0 | 0 |  | 0 | 0 |  | 0 | 0 |  | 0 | 0 |  | 0 | 0 |  | 0 | 0 |  | 0 | 0
72 | Ind. Lock Set | Sargent | V21-8257 x LNJ | 626 | 2 |  |  | 0 | 0 |  | 0 | 0 |  | 0 | 0 |  | 0 | 0 |  | 0 | 0 |  | 0 | 0 |  | 0 | 0 |  | 0 | 0 |  | 0 | 0 |  | 0 | 0 |  | 0 | 0 |  | 0 | 0 |  | 0 | 0 |  | 0 | 0 |  | 0 | 0 |  | 0 | 0 |  | 0 | 0 |  | 0 | 0 |  | 0 | 0 |  | 0 | 0 |  | 0 | 0 |  | 0 | 0 | 1 | 2 | 0 |  | 0 | 0 |  | 0 | 0 |  | 0 | 0 |  | 0 | 0 |  | 0 | 0 |  | 0 | 0 |  | 0 | 0 |  | 0 | 0 |  | 0 | 0 |  | 0 | 0 |  | 0 | 0 |  | 0 | 0 |  | 0 | 0 |  | 0 | 0 |  | 0 | 0 |  | 0 | 0 |  | 0 | 0 |  | 0 | 0 |  | 0 | 0 |  | 0 | 0 |  | 0 | 0 |  | 0 | 0 |  | 0 | 0
73 | Lock Set | Sargent | 55-56-8204 x LNJ x hand (Less Cylinder) | 626 | 3 |  |  | 0 | 0 |  | 0 | 0 |  | 0 | 0 |  | 0 | 0 |  | 0 | 0 |  | 0 | 0 |  | 0 | 0 |  | 0 | 0 |  | 0 | 0 |  | 0 | 0 |  | 0 | 0 |  | 0 | 0 |  | 0 | 0 |  | 0 | 0 |  | 0 | 0 |  | 0 | 0 |  | 0 | 0 |  | 0 | 0 |  | 0 | 0 |  | 0 | 0 |  | 0 | 0 |  | 0 | 0 |  | 0 | 0 | 1 | 3 | 0 |  | 0 | 0 |  | 0 | 0 |  | 0 | 0 |  | 0 | 0 |  | 0 | 0 |  | 0 | 0 |  | 0 | 0 |  | 0 | 0 |  | 0 | 0 |  | 0 | 0 |  | 0 | 0 |  | 0 | 0 |  | 0 | 0 |  | 0 | 0 |  | 0 | 0 |  | 0 | 0 |  | 0 | 0 |  | 0 | 0 |  | 0 | 0 |  | 0 | 0 |  | 0 | 0 |  | 0 | 0
74 | Morise Cylender | Lawrence | 8700 Series Coin Turn Cylinder | 626 | 3 |  |  | 0 | 0 |  | 0 | 0 |  | 0 | 0 |  | 0 | 0 |  | 0 | 0 |  | 0 | 0 |  | 0 | 0 |  | 0 | 0 |  | 0 | 0 |  | 0 | 0 |  | 0 | 0 |  | 0 | 0 |  | 0 | 0 |  | 0 | 0 |  | 0 | 0 |  | 0 | 0 |  | 0 | 0 |  | 0 | 0 |  | 0 | 0 |  | 0 | 0 |  | 0 | 0 |  | 0 | 0 |  | 0 | 0 | 1 | 3 | 0 |  | 0 | 0 |  | 0 | 0 |  | 0 | 0 |  | 0 | 0 |  | 0 | 0 |  | 0 | 0 |  | 0 | 0 |  | 0 | 0 |  | 0 | 0 |  | 0 | 0 |  | 0 | 0 |  | 0 | 0 |  | 0 | 0 |  | 0 | 0 |  | 0 | 0 |  | 0 | 0 |  | 0 | 0 |  | 0 | 0 |  | 0 | 0 |  | 0 | 0 |  | 0 | 0 |  | 0 | 0
75 | Operator | Record | 8100 RH CLR STD BREAKOUT | 627 | 3 |  |  | 0 | 0 |  | 0 | 0 |  | 0 | 0 |  | 0 | 0 |  | 0 | 0 |  | 0 | 0 |  | 0 | 0 |  | 0 | 0 |  | 0 | 0 |  | 0 | 0 |  | 0 | 0 |  | 0 | 0 |  | 0 | 0 |  | 0 | 0 |  | 0 | 0 |  | 0 | 0 |  | 0 | 0 |  | 0 | 0 |  | 0 | 0 |  | 0 | 0 |  | 0 | 0 |  | 0 | 0 |  | 0 | 0 | 1 | 3 | 0 |  | 0 | 0 |  | 0 | 0 |  | 0 | 0 |  | 0 | 0 |  | 0 | 0 |  | 0 | 0 |  | 0 | 0 |  | 0 | 0 |  | 0 | 0 |  | 0 | 0 |  | 0 | 0 |  | 0 | 0 |  | 0 | 0 |  | 0 | 0 |  | 0 | 0 |  | 0 | 0 |  | 0 | 0 |  | 0 | 0 |  | 0 | 0 |  | 0 | 0 |  | 0 | 0 |  | 0 | 0
76 | Actuator | Camden | CM-7536VR/4 ‘Push To Open’ | 630 | 6 |  |  | 0 | 0 |  | 0 | 0 |  | 0 | 0 |  | 0 | 0 |  | 0 | 0 |  | 0 | 0 |  | 0 | 0 |  | 0 | 0 |  | 0 | 0 |  | 0 | 0 |  | 0 | 0 |  | 0 | 0 |  | 0 | 0 |  | 0 | 0 |  | 0 | 0 |  | 0 | 0 |  | 0 | 0 |  | 0 | 0 |  | 0 | 0 |  | 0 | 0 |  | 0 | 0 |  | 0 | 0 |  | 0 | 0 | 2 | 6 | 0 |  | 0 | 0 |  | 0 | 0 |  | 0 | 0 |  | 0 | 0 |  | 0 | 0 |  | 0 | 0 |  | 0 | 0 |  | 0 | 0 |  | 0 | 0 |  | 0 | 0 |  | 0 | 0 |  | 0 | 0 |  | 0 | 0 |  | 0 | 0 |  | 0 | 0 |  | 0 | 0 |  | 0 | 0 |  | 0 | 0 |  | 0 | 0 |  | 0 | 0 |  | 0 | 0 |  | 0 | 0
77 | Actuator | Camden | CM-7536VR/8B ‘Push To Lock’ (red) | 630 | 3 |  |  | 0 | 0 |  | 0 | 0 |  | 0 | 0 |  | 0 | 0 |  | 0 | 0 |  | 0 | 0 |  | 0 | 0 |  | 0 | 0 |  | 0 | 0 |  | 0 | 0 |  | 0 | 0 |  | 0 | 0 |  | 0 | 0 |  | 0 | 0 |  | 0 | 0 |  | 0 | 0 |  | 0 | 0 |  | 0 | 0 |  | 0 | 0 |  | 0 | 0 |  | 0 | 0 |  | 0 | 0 |  | 0 | 0 | 1 | 3 | 0 |  | 0 | 0 |  | 0 | 0 |  | 0 | 0 |  | 0 | 0 |  | 0 | 0 |  | 0 | 0 |  | 0 | 0 |  | 0 | 0 |  | 0 | 0 |  | 0 | 0 |  | 0 | 0 |  | 0 | 0 |  | 0 | 0 |  | 0 | 0 |  | 0 | 0 |  | 0 | 0 |  | 0 | 0 |  | 0 | 0 |  | 0 | 0 |  | 0 | 0 |  | 0 | 0 |  | 0 | 0
78 | Annunciator | Camden | CM-AF503 (‘Occupied’ - red) | 630 | 6 |  |  | 0 | 0 |  | 0 | 0 |  | 0 | 0 |  | 0 | 0 |  | 0 | 0 |  | 0 | 0 |  | 0 | 0 |  | 0 | 0 |  | 0 | 0 |  | 0 | 0 |  | 0 | 0 |  | 0 | 0 |  | 0 | 0 |  | 0 | 0 |  | 0 | 0 |  | 0 | 0 |  | 0 | 0 |  | 0 | 0 |  | 0 | 0 |  | 0 | 0 |  | 0 | 0 |  | 0 | 0 |  | 0 | 0 | 2 | 6 | 0 |  | 0 | 0 |  | 0 | 0 |  | 0 | 0 |  | 0 | 0 |  | 0 | 0 |  | 0 | 0 |  | 0 | 0 |  | 0 | 0 |  | 0 | 0 |  | 0 | 0 |  | 0 | 0 |  | 0 | 0 |  | 0 | 0 |  | 0 | 0 |  | 0 | 0 |  | 0 | 0 |  | 0 | 0 |  | 0 | 0 |  | 0 | 0 |  | 0 | 0 |  | 0 | 0 |  | 0 | 0
79 | Key Switch | Securitron | MKN | 630 | 3 |  |  | 0 | 0 |  | 0 | 0 |  | 0 | 0 |  | 0 | 0 |  | 0 | 0 |  | 0 | 0 |  | 0 | 0 |  | 0 | 0 |  | 0 | 0 |  | 0 | 0 |  | 0 | 0 |  | 0 | 0 |  | 0 | 0 |  | 0 | 0 |  | 0 | 0 |  | 0 | 0 |  | 0 | 0 |  | 0 | 0 |  | 0 | 0 |  | 0 | 0 |  | 0 | 0 |  | 0 | 0 |  | 0 | 0 | 1 | 3 | 0 |  | 0 | 0 |  | 0 | 0 |  | 0 | 0 |  | 0 | 0 |  | 0 | 0 |  | 0 | 0 |  | 0 | 0 |  | 0 | 0 |  | 0 | 0 |  | 0 | 0 |  | 0 | 0 |  | 0 | 0 |  | 0 | 0 |  | 0 | 0 |  | 0 | 0 |  | 0 | 0 |  | 0 | 0 |  | 0 | 0 |  | 0 | 0 |  | 0 | 0 |  | 0 | 0 |  | 0 | 0
80 | Ball Contact | Edwards | 45 |  | 3 |  |  | 0 | 0 |  | 0 | 0 |  | 0 | 0 |  | 0 | 0 |  | 0 | 0 |  | 0 | 0 |  | 0 | 0 |  | 0 | 0 |  | 0 | 0 |  | 0 | 0 |  | 0 | 0 |  | 0 | 0 |  | 0 | 0 |  | 0 | 0 |  | 0 | 0 |  | 0 | 0 |  | 0 | 0 |  | 0 | 0 |  | 0 | 0 |  | 0 | 0 |  | 0 | 0 |  | 0 | 0 |  | 0 | 0 | 1 | 3 | 0 |  | 0 | 0 |  | 0 | 0 |  | 0 | 0 |  | 0 | 0 |  | 0 | 0 |  | 0 | 0 |  | 0 | 0 |  | 0 | 0 |  | 0 | 0 |  | 0 | 0 |  | 0 | 0 |  | 0 | 0 |  | 0 | 0 |  | 0 | 0 |  | 0 | 0 |  | 0 | 0 |  | 0 | 0 |  | 0 | 0 |  | 0 | 0 |  | 0 | 0 |  | 0 | 0 |  | 0 | 0
81 | Trans. Cable | Camden | CM-PT38 | CA | 3 |  |  | 0 | 0 |  | 0 | 0 |  | 0 | 0 |  | 0 | 0 |  | 0 | 0 |  | 0 | 0 |  | 0 | 0 |  | 0 | 0 |  | 0 | 0 |  | 0 | 0 |  | 0 | 0 |  | 0 | 0 |  | 0 | 0 |  | 0 | 0 |  | 0 | 0 |  | 0 | 0 |  | 0 | 0 |  | 0 | 0 |  | 0 | 0 |  | 0 | 0 |  | 0 | 0 |  | 0 | 0 |  | 0 | 0 | 1 | 3 | 0 |  | 0 | 0 |  | 0 | 0 |  | 0 | 0 |  | 0 | 0 |  | 0 | 0 |  | 0 | 0 |  | 0 | 0 |  | 0 | 0 |  | 0 | 0 |  | 0 | 0 |  | 0 | 0 |  | 0 | 0 |  | 0 | 0 |  | 0 | 0 |  | 0 | 0 |  | 0 | 0 |  | 0 | 0 |  | 0 | 0 |  | 0 | 0 |  | 0 | 0 |  | 0 | 0 |  | 0 | 0
82 | Controller | Camden | CX-33 | 630 | 3 |  |  | 0 | 0 |  | 0 | 0 |  | 0 | 0 |  | 0 | 0 |  | 0 | 0 |  | 0 | 0 |  | 0 | 0 |  | 0 | 0 |  | 0 | 0 |  | 0 | 0 |  | 0 | 0 |  | 0 | 0 |  | 0 | 0 |  | 0 | 0 |  | 0 | 0 |  | 0 | 0 |  | 0 | 0 |  | 0 | 0 |  | 0 | 0 |  | 0 | 0 |  | 0 | 0 |  | 0 | 0 |  | 0 | 0 | 1 | 3 | 0 |  | 0 | 0 |  | 0 | 0 |  | 0 | 0 |  | 0 | 0 |  | 0 | 0 |  | 0 | 0 |  | 0 | 0 |  | 0 | 0 |  | 0 | 0 |  | 0 | 0 |  | 0 | 0 |  | 0 | 0 |  | 0 | 0 |  | 0 | 0 |  | 0 | 0 |  | 0 | 0 |  | 0 | 0 |  | 0 | 0 |  | 0 | 0 |  | 0 | 0 |  | 0 | 0 |  | 0 | 0
83 | Latch. Relay |  | By Others (for ball contact) |  | 3 |  |  | 0 | 0 |  | 0 | 0 |  | 0 | 0 |  | 0 | 0 |  | 0 | 0 |  | 0 | 0 |  | 0 | 0 |  | 0 | 0 |  | 0 | 0 |  | 0 | 0 |  | 0 | 0 |  | 0 | 0 |  | 0 | 0 |  | 0 | 0 |  | 0 | 0 |  | 0 | 0 |  | 0 | 0 |  | 0 | 0 |  | 0 | 0 |  | 0 | 0 |  | 0 | 0 |  | 0 | 0 |  | 0 | 0 | 1 | 3 | 0 |  | 0 | 0 |  | 0 | 0 |  | 0 | 0 |  | 0 | 0 |  | 0 | 0 |  | 0 | 0 |  | 0 | 0 |  | 0 | 0 |  | 0 | 0 |  | 0 | 0 |  | 0 | 0 |  | 0 | 0 |  | 0 | 0 |  | 0 | 0 |  | 0 | 0 |  | 0 | 0 |  | 0 | 0 |  | 0 | 0 |  | 0 | 0 |  | 0 | 0 |  | 0 | 0 |  | 0 | 0
84 | Kick Plate | Gallery | (40") GSH 80A-B4E-400mm x width less 38mm | 630 | 3 |  |  | 0 | 0 |  | 0 | 0 |  | 0 | 0 |  | 0 | 0 |  | 0 | 0 |  | 0 | 0 |  | 0 | 0 |  | 0 | 0 |  | 0 | 0 |  | 0 | 0 |  | 0 | 0 |  | 0 | 0 |  | 0 | 0 |  | 0 | 0 |  | 0 | 0 |  | 0 | 0 |  | 0 | 0 |  | 0 | 0 |  | 0 | 0 |  | 0 | 0 |  | 0 | 0 |  | 0 | 0 |  | 0 | 0 | 1 | 3 | 0 |  | 0 | 0 |  | 0 | 0 |  | 0 | 0 |  | 0 | 0 |  | 0 | 0 |  | 0 | 0 |  | 0 | 0 |  | 0 | 0 |  | 0 | 0 |  | 0 | 0 |  | 0 | 0 |  | 0 | 0 |  | 0 | 0 |  | 0 | 0 |  | 0 | 0 |  | 0 | 0 |  | 0 | 0 |  | 0 | 0 |  | 0 | 0 |  | 0 | 0 |  | 0 | 0 |  | 0 | 0
85 | Smoke Seal | Pemko | (18')18041CSB x width | 627 | 6 |  |  | 0 | 0 |  | 0 | 0 |  | 0 | 0 |  | 0 | 0 |  | 0 | 0 |  | 0 | 0 |  | 0 | 0 |  | 0 | 0 |  | 0 | 0 |  | 0 | 0 |  | 0 | 0 |  | 0 | 0 |  | 0 | 0 |  | 0 | 0 |  | 0 | 0 |  | 0 | 0 |  | 0 | 0 |  | 0 | 0 |  | 0 | 0 |  | 0 | 0 |  | 0 | 0 |  | 0 | 0 |  | 0 | 0 | 2 | 6 | 0 |  | 0 | 0 |  | 0 | 0 |  | 0 | 0 |  | 0 | 0 |  | 0 | 0 |  | 0 | 0 |  | 0 | 0 |  | 0 | 0 |  | 0 | 0 |  | 0 | 0 |  | 0 | 0 |  | 0 | 0 |  | 0 | 0 |  | 0 | 0 |  | 0 | 0 |  | 0 | 0 |  | 0 | 0 |  | 0 | 0 |  | 0 | 0 |  | 0 | 0 |  | 0 | 0 |  | 0 | 0
86 |  |  |  |  | 0 |  |  | 0 | 0 |  | 0 | 0 |  | 0 | 0 |  | 0 | 0 |  | 0 | 0 |  | 0 | 0 |  | 0 | 0 |  | 0 | 0 |  | 0 | 0 |  | 0 | 0 |  | 0 | 0 |  | 0 | 0 |  | 0 | 0 |  | 0 | 0 |  | 0 | 0 |  | 0 | 0 |  | 0 | 0 |  | 0 | 0 |  | 0 | 0 |  | 0 | 0 |  | 0 | 0 |  | 0 | 0 |  | 0 | 0 |  | 0 | 0 |  | 0 | 0 |  | 0 | 0 |  | 0 | 0 |  | 0 | 0 |  | 0 | 0 |  | 0 | 0 |  | 0 | 0 |  | 0 | 0 |  | 0 | 0 |  | 0 | 0 |  | 0 | 0 |  | 0 | 0 |  | 0 | 0 |  | 0 | 0 |  | 0 | 0 |  | 0 | 0 |  | 0 | 0 |  | 0 | 0 |  | 0 | 0 |  | 0 | 0 |  | 0 | 0 |  | 0 | 0
87 |  |  |  |  | 0 |  |  | 0 | 0 |  | 0 | 0 |  | 0 | 0 |  | 0 | 0 |  | 0 | 0 |  | 0 | 0 |  | 0 | 0 |  | 0 | 0 |  | 0 | 0 |  | 0 | 0 |  | 0 | 0 |  | 0 | 0 |  | 0 | 0 |  | 0 | 0 |  | 0 | 0 |  | 0 | 0 |  | 0 | 0 |  | 0 | 0 |  | 0 | 0 |  | 0 | 0 |  | 0 | 0 |  | 0 | 0 |  | 0 | 0 |  | 0 | 0 |  | 0 | 0 |  | 0 | 0 |  | 0 | 0 |  | 0 | 0 |  | 0 | 0 |  | 0 | 0 |  | 0 | 0 |  | 0 | 0 |  | 0 | 0 |  | 0 | 0 |  | 0 | 0 |  | 0 | 0 |  | 0 | 0 |  | 0 | 0 |  | 0 | 0 |  | 0 | 0 |  | 0 | 0 |  | 0 | 0 |  | 0 | 0 |  | 0 | 0 |  | 0 | 0 |  | 0 | 0
88 |  |  |  |  | 0 |  |  | 0 | 0 |  | 0 | 0 |  | 0 | 0 |  | 0 | 0 |  | 0 | 0 |  | 0 | 0 |  | 0 | 0 |  | 0 | 0 |  | 0 | 0 |  | 0 | 0 |  | 0 | 0 |  | 0 | 0 |  | 0 | 0 |  | 0 | 0 |  | 0 | 0 |  | 0 | 0 |  | 0 | 0 |  | 0 | 0 |  | 0 | 0 |  | 0 | 0 |  | 0 | 0 |  | 0 | 0 |  | 0 | 0 |  | 0 | 0 |  | 0 | 0 |  | 0 | 0 |  | 0 | 0 |  | 0 | 0 |  | 0 | 0 |  | 0 | 0 |  | 0 | 0 |  | 0 | 0 |  | 0 | 0 |  | 0 | 0 |  | 0 | 0 |  | 0 | 0 |  | 0 | 0 |  | 0 | 0 |  | 0 | 0 |  | 0 | 0 |  | 0 | 0 |  | 0 | 0 |  | 0 | 0 |  | 0 | 0 |  | 0 | 0 |  | 0 | 0
89 |  |  |  |  | 0 |  |  | 0 | 0 |  | 0 | 0 |  | 0 | 0 |  | 0 | 0 |  | 0 | 0 |  | 0 | 0 |  | 0 | 0 |  | 0 | 0 |  | 0 | 0 |  | 0 | 0 |  | 0 | 0 |  | 0 | 0 |  | 0 | 0 |  | 0 | 0 |  | 0 | 0 |  | 0 | 0 |  | 0 | 0 |  | 0 | 0 |  | 0 | 0 |  | 0 | 0 |  | 0 | 0 |  | 0 | 0 |  | 0 | 0 |  | 0 | 0 |  | 0 | 0 |  | 0 | 0 |  | 0 | 0 |  | 0 | 0 |  | 0 | 0 |  | 0 | 0 |  | 0 | 0 |  | 0 | 0 |  | 0 | 0 |  | 0 | 0 |  | 0 | 0 |  | 0 | 0 |  | 0 | 0 |  | 0 | 0 |  | 0 | 0 |  | 0 | 0 |  | 0 | 0 |  | 0 | 0 |  | 0 | 0 |  | 0 | 0 |  | 0 | 0 |  | 0 | 0
90 |  |  |  |  | 0 |  |  | 0 | 0 |  | 0 | 0 |  | 0 | 0 |  | 0 | 0 |  | 0 | 0 |  | 0 | 0 |  | 0 | 0 |  | 0 | 0 |  | 0 | 0 |  | 0 | 0 |  | 0 | 0 |  | 0 | 0 |  | 0 | 0 |  | 0 | 0 |  | 0 | 0 |  | 0 | 0 |  | 0 | 0 |  | 0 | 0 |  | 0 | 0 |  | 0 | 0 |  | 0 | 0 |  | 0 | 0 |  | 0 | 0 |  | 0 | 0 |  | 0 | 0 |  | 0 | 0 |  | 0 | 0 |  | 0 | 0 |  | 0 | 0 |  | 0 | 0 |  | 0 | 0 |  | 0 | 0 |  | 0 | 0 |  | 0 | 0 |  | 0 | 0 |  | 0 | 0 |  | 0 | 0 |  | 0 | 0 |  | 0 | 0 |  | 0 | 0 |  | 0 | 0 |  | 0 | 0 |  | 0 | 0 |  | 0 | 0 |  | 0 | 0 |  | 0 | 0
91 |  |  |  |  | 0 |  |  | 0 | 0 |  | 0 | 0 |  | 0 | 0 |  | 0 | 0 |  | 0 | 0 |  | 0 | 0 |  | 0 | 0 |  | 0 | 0 |  | 0 | 0 |  | 0 | 0 |  | 0 | 0 |  | 0 | 0 |  | 0 | 0 |  | 0 | 0 |  | 0 | 0 |  | 0 | 0 |  | 0 | 0 |  | 0 | 0 |  | 0 | 0 |  | 0 | 0 |  | 0 | 0 |  | 0 | 0 |  | 0 | 0 |  | 0 | 0 |  | 0 | 0 |  | 0 | 0 |  | 0 | 0 |  | 0 | 0 |  | 0 | 0 |  | 0 | 0 |  | 0 | 0 |  | 0 | 0 |  | 0 | 0 |  | 0 | 0 |  | 0 | 0 |  | 0 | 0 |  | 0 | 0 |  | 0 | 0 |  | 0 | 0 |  | 0 | 0 |  | 0 | 0 |  | 0 | 0 |  | 0 | 0 |  | 0 | 0 |  | 0 | 0 |  | 0 | 0
92 |  |  |  |  | 0 |  |  | 0 | 0 |  | 0 | 0 |  | 0 | 0 |  | 0 | 0 |  | 0 | 0 |  | 0 | 0 |  | 0 | 0 |  | 0 | 0 |  | 0 | 0 |  | 0 | 0 |  | 0 | 0 |  | 0 | 0 |  | 0 | 0 |  | 0 | 0 |  | 0 | 0 |  | 0 | 0 |  | 0 | 0 |  | 0 | 0 |  | 0 | 0 |  | 0 | 0 |  | 0 | 0 |  | 0 | 0 |  | 0 | 0 |  | 0 | 0 |  | 0 | 0 |  | 0 | 0 |  | 0 | 0 |  | 0 | 0 |  | 0 | 0 |  | 0 | 0 |  | 0 | 0 |  | 0 | 0 |  | 0 | 0 |  | 0 | 0 |  | 0 | 0 |  | 0 | 0 |  | 0 | 0 |  | 0 | 0 |  | 0 | 0 |  | 0 | 0 |  | 0 | 0 |  | 0 | 0 |  | 0 | 0 |  | 0 | 0 |  | 0 | 0 |  | 0 | 0
93 |  |  |  |  | 0 |  |  | 0 | 0 |  | 0 | 0 |  | 0 | 0 |  | 0 | 0 |  | 0 | 0 |  | 0 | 0 |  | 0 | 0 |  | 0 | 0 |  | 0 | 0 |  | 0 | 0 |  | 0 | 0 |  | 0 | 0 |  | 0 | 0 |  | 0 | 0 |  | 0 | 0 |  | 0 | 0 |  | 0 | 0 |  | 0 | 0 |  | 0 | 0 |  | 0 | 0 |  | 0 | 0 |  | 0 | 0 |  | 0 | 0 |  | 0 | 0 |  | 0 | 0 |  | 0 | 0 |  | 0 | 0 |  | 0 | 0 |  | 0 | 0 |  | 0 | 0 |  | 0 | 0 |  | 0 | 0 |  | 0 | 0 |  | 0 | 0 |  | 0 | 0 |  | 0 | 0 |  | 0 | 0 |  | 0 | 0 |  | 0 | 0 |  | 0 | 0 |  | 0 | 0 |  | 0 | 0 |  | 0 | 0 |  | 0 | 0 |  | 0 | 0 |  | 0 | 0
94 |  |  |  |  | 0 |  |  | 0 | 0 |  | 0 | 0 |  | 0 | 0 |  | 0 | 0 |  | 0 | 0 |  | 0 | 0 |  | 0 | 0 |  | 0 | 0 |  | 0 | 0 |  | 0 | 0 |  | 0 | 0 |  | 0 | 0 |  | 0 | 0 |  | 0 | 0 |  | 0 | 0 |  | 0 | 0 |  | 0 | 0 |  | 0 | 0 |  | 0 | 0 |  | 0 | 0 |  | 0 | 0 |  | 0 | 0 |  | 0 | 0 |  | 0 | 0 |  | 0 | 0 |  | 0 | 0 |  | 0 | 0 |  | 0 | 0 |  | 0 | 0 |  | 0 | 0 |  | 0 | 0 |  | 0 | 0 |  | 0 | 0 |  | 0 | 0 |  | 0 | 0 |  | 0 | 0 |  | 0 | 0 |  | 0 | 0 |  | 0 | 0 |  | 0 | 0 |  | 0 | 0 |  | 0 | 0 |  | 0 | 0 |  | 0 | 0 |  | 0 | 0 |  | 0 | 0
95 |  |  |  |  | 0 |  |  | 0 | 0 |  | 0 | 0 |  | 0 | 0 |  | 0 | 0 |  | 0 | 0 |  | 0 | 0 |  | 0 | 0 |  | 0 | 0 |  | 0 | 0 |  | 0 | 0 |  | 0 | 0 |  | 0 | 0 |  | 0 | 0 |  | 0 | 0 |  | 0 | 0 |  | 0 | 0 |  | 0 | 0 |  | 0 | 0 |  | 0 | 0 |  | 0 | 0 |  | 0 | 0 |  | 0 | 0 |  | 0 | 0 |  | 0 | 0 |  | 0 | 0 |  | 0 | 0 |  | 0 | 0 |  | 0 | 0 |  | 0 | 0 |  | 0 | 0 |  | 0 | 0 |  | 0 | 0 |  | 0 | 0 |  | 0 | 0 |  | 0 | 0 |  | 0 | 0 |  | 0 | 0 |  | 0 | 0 |  | 0 | 0 |  | 0 | 0 |  | 0 | 0 |  | 0 | 0 |  | 0 | 0 |  | 0 | 0 |  | 0 | 0 |  | 0 | 0
96 |  |  |  |  | 0 |  |  | 0 | 0 |  | 0 | 0 |  | 0 | 0 |  | 0 | 0 |  | 0 | 0 |  | 0 | 0 |  | 0 | 0 |  | 0 | 0 |  | 0 | 0 |  | 0 | 0 |  | 0 | 0 |  | 0 | 0 |  | 0 | 0 |  | 0 | 0 |  | 0 | 0 |  | 0 | 0 |  | 0 | 0 |  | 0 | 0 |  | 0 | 0 |  | 0 | 0 |  | 0 | 0 |  | 0 | 0 |  | 0 | 0 |  | 0 | 0 |  | 0 | 0 |  | 0 | 0 |  | 0 | 0 |  | 0 | 0 |  | 0 | 0 |  | 0 | 0 |  | 0 | 0 |  | 0 | 0 |  | 0 | 0 |  | 0 | 0 |  | 0 | 0 |  | 0 | 0 |  | 0 | 0 |  | 0 | 0 |  | 0 | 0 |  | 0 | 0 |  | 0 | 0 |  | 0 | 0 |  | 0 | 0 |  | 0 | 0 |  | 0 | 0 |  | 0 | 0
97 |  |  |  |  | 0 |  |  | 0 | 0 |  | 0 | 0 |  | 0 | 0 |  | 0 | 0 |  | 0 | 0 |  | 0 | 0 |  | 0 | 0 |  | 0 | 0 |  | 0 | 0 |  | 0 | 0 |  | 0 | 0 |  | 0 | 0 |  | 0 | 0 |  | 0 | 0 |  | 0 | 0 |  | 0 | 0 |  | 0 | 0 |  | 0 | 0 |  | 0 | 0 |  | 0 | 0 |  | 0 | 0 |  | 0 | 0 |  | 0 | 0 |  | 0 | 0 |  | 0 | 0 |  | 0 | 0 |  | 0 | 0 |  | 0 | 0 |  | 0 | 0 |  | 0 | 0 |  | 0 | 0 |  | 0 | 0 |  | 0 | 0 |  | 0 | 0 |  | 0 | 0 |  | 0 | 0 |  | 0 | 0 |  | 0 | 0 |  | 0 | 0 |  | 0 | 0 |  | 0 | 0 |  | 0 | 0 |  | 0 | 0 |  | 0 | 0 |  | 0 | 0 |  | 0 | 0
98 |  |  |  |  | 0 |  |  | 0 | 0 |  | 0 | 0 |  | 0 | 0 |  | 0 | 0 |  | 0 | 0 |  | 0 | 0 |  | 0 | 0 |  | 0 | 0 |  | 0 | 0 |  | 0 | 0 |  | 0 | 0 |  | 0 | 0 |  | 0 | 0 |  | 0 | 0 |  | 0 | 0 |  | 0 | 0 |  | 0 | 0 |  | 0 | 0 |  | 0 | 0 |  | 0 | 0 |  | 0 | 0 |  | 0 | 0 |  | 0 | 0 |  | 0 | 0 |  | 0 | 0 |  | 0 | 0 |  | 0 | 0 |  | 0 | 0 |  | 0 | 0 |  | 0 | 0 |  | 0 | 0 |  | 0 | 0 |  | 0 | 0 |  | 0 | 0 |  | 0 | 0 |  | 0 | 0 |  | 0 | 0 |  | 0 | 0 |  | 0 | 0 |  | 0 | 0 |  | 0 | 0 |  | 0 | 0 |  | 0 | 0 |  | 0 | 0 |  | 0 | 0 |  | 0 | 0
99 |  |  |  |  | 0 |  |  | 0 | 0 |  | 0 | 0 |  | 0 | 0 |  | 0 | 0 |  | 0 | 0 |  | 0 | 0 |  | 0 | 0 |  | 0 | 0 |  | 0 | 0 |  | 0 | 0 |  | 0 | 0 |  | 0 | 0 |  | 0 | 0 |  | 0 | 0 |  | 0 | 0 |  | 0 | 0 |  | 0 | 0 |  | 0 | 0 |  | 0 | 0 |  | 0 | 0 |  | 0 | 0 |  | 0 | 0 |  | 0 | 0 |  | 0 | 0 |  | 0 | 0 |  | 0 | 0 |  | 0 | 0 |  | 0 | 0 |  | 0 | 0 |  | 0 | 0 |  | 0 | 0 |  | 0 | 0 |  | 0 | 0 |  | 0 | 0 |  | 0 | 0 |  | 0 | 0 |  | 0 | 0 |  | 0 | 0 |  | 0 | 0 |  | 0 | 0 |  | 0 | 0 |  | 0 | 0 |  | 0 | 0 |  | 0 | 0 |  | 0 | 0 |  | 0 | 0
100 |  |  |  |  | 0 |  |  | 0 | 0 |  | 0 | 0 |  | 0 | 0 |  | 0 | 0 |  | 0 | 0 |  | 0 | 0 |  | 0 | 0 |  | 0 | 0 |  | 0 | 0 |  | 0 | 0 |  | 0 | 0 |  | 0 | 0 |  | 0 | 0 |  | 0 | 0 |  | 0 | 0 |  | 0 | 0 |  | 0 | 0 |  | 0 | 0 |  | 0 | 0 |  | 0 | 0 |  | 0 | 0 |  | 0 | 0 |  | 0 | 0 |  | 0 | 0 |  | 0 | 0 |  | 0 | 0 |  | 0 | 0 |  | 0 | 0 |  | 0 | 0 |  | 0 | 0 |  | 0 | 0 |  | 0 | 0 |  | 0 | 0 |  | 0 | 0 |  | 0 | 0 |  | 0 | 0 |  | 0 | 0 |  | 0 | 0 |  | 0 | 0 |  | 0 | 0 |  | 0 | 0 |  | 0 | 0 |  | 0 | 0 |  | 0 | 0 |  | 0 | 0 |  | 0 | 0
[9 empty] | 0 |  |  | 0 |  |  | 0 |  |  | 0 |  |  | 0 |  |  | 0 |  |  | 0 |  |  | 0 |  |  | 0 |  |  | 0 |  |  | 0 |  |  | 0 |  |  | 0 |  |  | 0 |  |  | 0 |  |  | 0 |  |  | 0 |  |  | 0 |  |  | 0 |  |  | 0 |  |  | 0 |  |  | 0 |  |  | 0 |  |  | 0 |  |  | 0 |  |  | 0 |  |  | 0 |  |  | 0 |  |  | 0 |  |  | 0 |  |  | 0 |  |  | 0 |  |  | 0 |  |  | 0 |  |  | 0 |  |  | 0 |  |  | 0 |  |  | 0 |  |  | 0 |  |  | 0 |  |  | 0 |  |  | 0 |  |  | 0 |  |  | 0 |  |  | 0 |  |  | 0
HARDWARE SET PRICE
Hardware Set | Qty of Hardware Sets | Function |  | Amount/set | Total Amount | Details
AD01b | 1 | Continuous Hinge + Exit Device |  | 0 | 0
- |  | - |  | 0 | 0
- |  | - |  | 0 | 0
- |  | - |  | 0 | 0
AD06a | 1 | Continuous Hinge + Exit Device |  | 0 | 0
AD07b | 4 | Continuous Hinge + Lock |  | 0 | 0
AD08b | 1 | Electric Hinge + Lock |  | 0 | 0
- |  | - |  | 0 | 0
BD01 | 1 | Barn Door Kit + Lock + Flush Pull |  | 0 | 0
CA01 | 3 | Continuous HInge + Lock + Closer |  | 0 | 0
CA01.W | 2 | Continuous HInge + Lock + Closer |  | 0 | 0
CA02 | 1 | Continuous HInge + Lock + Closer |  | 0 | 0
CA03 | 1 | Continuous Hinge + Electromechnical Lock |  | 0 | 0
- |  | - |  | 0 | 0
PA01 | 1 | Continuous Hinge + Pull + Closer |  | 0 | 0
SE01 | 2 | Continuous Hinge + Lock |  | 0 | 0
- |  | - |  | 0 | 0
- |  | - |  | 0 | 0
SE03 | 1 | Continuous Hinge + Lock |  | 0 | 0
- |  | - |  | 0 | 0
- |  | - |  | 0 | 0
WA01 | 1 | Continuous HInge + Lock |  | 0 | 0
WA02 | 2 | Continuous Hinge + Lock |  | 0 | 0
WE01a | 3 | Continuous Hinge + Lock |  | 0 | 0
|  |  |  | 0 | 0
|  |  |  | 0 | 0
|  |  |  | 0 | 0
|  |  |  | 0 | 0
|  |  |  | 0 | 0
|  |  |  | 0 | 0
|  |  |  | 0 | 0
|  |  |  | 0 | 0
|  |  |  | 0 | 0
|  |  |  | 0 | 0
|  |  |  | 0 | 0
|  |  |  | 0 | 0
|  |  |  | 0 | 0
|  |  |  | 0 | 0
|  |  |  | 0 | 0
|  |  |  | 0 | 0
|  |  |  | 0 | 0
|  |  |  | 0 | 0
|  |  |  | 0 | 0
|  |  |  | 0 | 0
|  |  |  | 0 | 0
|  |  |  | 0 | 0
|  | TOTAL |  |  | 0

## HM HARDWARE
HARDWARE
HARDWARE BOM
S/N | Item | Manufacturer | Description | Finish | Total Qty | Rate | - |  |  | - |  |  | - |  |  | AD05e |  |  | - |  |  | - |  |  | - |  |  | AD09a |  |  | - |  |  | - |  |  | - |  |  | - |  |  | - |  |  | - |  |  | - |  |  | - |  |  | SE02a |  |  | SE02a.W |  |  | - |  |  | SE04 |  |  | - |  |  | - |  |  | - |  |  | - |  |  | 0 |  |  | 0 |  |  | 0 |  |  | 0 |  |  | 0 |  |  | 0 |  |  | 0 |  |  | 0 |  |  | 0 |  |  | 0 |  |  | 0 |  |  | 0 |  |  | 0 |  |  | 0 |  |  | 0 |  |  | 0 |  |  | 0 |  |  | 0 |  |  | 0 |  |  | 0 |  |  | 0 |  |  | 0
[7 empty] | Qty | Total Q | Amount | Qty | Total Q | Amount | Qty | Total Q | Amount | Qty | Total Q | Amount | Qty | Total Q | Amount | Qty | Total Q | Amount | Qty | Total Q | Amount | Qty | Total Q | Amount | Qty | Total Q | Amount | Qty | Total Q | Amount | Qty | Total Q | Amount | Qty | Total Q | Amount | Qty | Total Q | Amount | Qty | Total Q | Amount | Qty | Total Q | Amount | Qty | Total Q | Amount | Qty | Total Q | Amount | Qty | Total Q | Amount | Qty | Total Q | Amount | Qty | Total Q | Amount | Qty | Total Q | Amount | Qty | Total Q | Amount | Qty | Total Q | Amount | Qty | Total Q | Amount | Qty | Total Q | Amount | Qty | Total Q | Amount | Qty | Total Q | Amount | Qty | Total Q | Amount | Qty | Total Q | Amount | Qty | Total Q | Amount | Qty | Total Q | Amount | Qty | Total Q | Amount | Qty | Total Q | Amount | Qty | Total Q | Amount | Qty | Total Q | Amount | Qty | Total Q | Amount | Qty | Total Q | Amount | Qty | Total Q | Amount | Qty | Total Q | Amount | Qty | Total Q | Amount | Qty | Total Q | Amount | Qty | Total Q | Amount | Qty | Total Q | Amount | Qty | Total Q | Amount | Qty | Total Q | Amount | Qty | Total Q | Amount
1 | Continuous Hinge | McKinney | (83") FM-HD1-SER12 x length | CA | 3 |  | 2 | 0 | 0 |  | 0 | 0 |  | 0 | 0 | 2 | 2 | 0 | 2 | 0 | 0 | 1 | 0 | 0 |  | 0 | 0 | 1 | 1 | 0 |  | 0 | 0 |  | 0 | 0 |  | 0 | 0 |  | 0 | 0 |  | 0 | 0 |  | 0 | 0 |  | 0 | 0 |  | 0 | 0 |  | 0 | 0 |  | 0 | 0 |  | 0 | 0 |  | 0 | 0 |  | 0 | 0 |  | 0 | 0 |  | 0 | 0 |  | 0 | 0 |  | 0 | 0 |  | 0 | 0 |  | 0 | 0 |  | 0 | 0 |  | 0 | 0 |  | 0 | 0 |  | 0 | 0 |  | 0 | 0 |  | 0 | 0 |  | 0 | 0 |  | 0 | 0 |  | 0 | 0 |  | 0 | 0 |  | 0 | 0 |  | 0 | 0 |  | 0 | 0 |  | 0 | 0 |  | 0 | 0 |  | 0 | 0 |  | 0 | 0 |  | 0 | 0 |  | 0 | 0
2 | Exit Device | Sargent | 56-NB-PE8613 x WEJ x hand | 626 | 0 |  | 2 | 0 | 0 |  | 0 | 0 |  | 0 | 0 |  | 0 | 0 |  | 0 | 0 |  | 0 | 0 |  | 0 | 0 |  | 0 | 0 |  | 0 | 0 |  | 0 | 0 |  | 0 | 0 |  | 0 | 0 |  | 0 | 0 |  | 0 | 0 |  | 0 | 0 |  | 0 | 0 |  | 0 | 0 |  | 0 | 0 |  | 0 | 0 |  | 0 | 0 |  | 0 | 0 |  | 0 | 0 |  | 0 | 0 |  | 0 | 0 |  | 0 | 0 |  | 0 | 0 |  | 0 | 0 |  | 0 | 0 |  | 0 | 0 |  | 0 | 0 |  | 0 | 0 |  | 0 | 0 |  | 0 | 0 |  | 0 | 0 |  | 0 | 0 |  | 0 | 0 |  | 0 | 0 |  | 0 | 0 |  | 0 | 0 |  | 0 | 0 |  | 0 | 0 |  | 0 | 0 |  | 0 | 0 |  | 0 | 0 |  | 0 | 0 |  | 0 | 0
3 | Cylinder | Schlage | C' Kwy. Type x Length x Cam to suit | 626 | 7 |  | 3 | 0 | 0 |  | 0 | 0 |  | 0 | 0 | 3 | 3 | 0 | 3 | 0 | 0 |  | 0 | 0 | 1 | 0 | 0 | 2 | 2 | 0 |  | 0 | 0 | 1 | 0 | 0 | 1 | 0 | 0 | 1 | 0 | 0 | 1 | 0 | 0 |  | 0 | 0 |  | 0 | 0 | 1 | 0 | 0 | 1 | 1 | 0 | 1 | 1 | 0 | 1 | 0 | 0 |  | 0 | 0 |  | 0 | 0 |  | 0 | 0 | 1 | 0 | 0 | 1 | 0 | 0 |  | 0 | 0 |  | 0 | 0 |  | 0 | 0 |  | 0 | 0 |  | 0 | 0 |  | 0 | 0 |  | 0 | 0 |  | 0 | 0 |  | 0 | 0 |  | 0 | 0 |  | 0 | 0 |  | 0 | 0 |  | 0 | 0 |  | 0 | 0 |  | 0 | 0 |  | 0 | 0 |  | 0 | 0 |  | 0 | 0 |  | 0 | 0 |  | 0 | 0 |  | 0 | 0 |  | 0 | 0
4 | Exit Device | Detex | F-81-08DV(S lever)-630-hand-LD-EExER-630-95T- height-EC1-SN1 |  | 2 |  |  | 0 | 0 |  | 0 | 0 |  | 0 | 0 | 2 | 2 | 0 | 2 | 0 | 0 |  | 0 | 0 |  | 0 | 0 |  | 0 | 0 |  | 0 | 0 |  | 0 | 0 |  | 0 | 0 |  | 0 | 0 |  | 0 | 0 |  | 0 | 0 |  | 0 | 0 |  | 0 | 0 |  | 0 | 0 |  | 0 | 0 |  | 0 | 0 |  | 0 | 0 |  | 0 | 0 |  | 0 | 0 |  | 0 | 0 |  | 0 | 0 |  | 0 | 0 |  | 0 | 0 |  | 0 | 0 |  | 0 | 0 |  | 0 | 0 |  | 0 | 0 |  | 0 | 0 |  | 0 | 0 |  | 0 | 0 |  | 0 | 0 |  | 0 | 0 |  | 0 | 0 |  | 0 | 0 |  | 0 | 0 |  | 0 | 0 |  | 0 | 0 |  | 0 | 0 |  | 0 | 0 |  | 0 | 0 |  | 0 | 0 |  | 0 | 0 |  | 0 | 0
5 | Passage Set | Sargent | 55-56-8215 x LNJ x hand | 626 | 0 |  |  | 0 | 0 |  | 0 | 0 |  | 0 | 0 |  | 0 | 0 |  | 0 | 0 | 1 | 0 | 0 |  | 0 | 0 |  | 0 | 0 |  | 0 | 0 |  | 0 | 0 |  | 0 | 0 |  | 0 | 0 |  | 0 | 0 |  | 0 | 0 |  | 0 | 0 |  | 0 | 0 |  | 0 | 0 |  | 0 | 0 |  | 0 | 0 |  | 0 | 0 |  | 0 | 0 |  | 0 | 0 |  | 0 | 0 |  | 0 | 0 |  | 0 | 0 |  | 0 | 0 |  | 0 | 0 |  | 0 | 0 |  | 0 | 0 |  | 0 | 0 |  | 0 | 0 |  | 0 | 0 |  | 0 | 0 |  | 0 | 0 |  | 0 | 0 |  | 0 | 0 |  | 0 | 0 |  | 0 | 0 |  | 0 | 0 |  | 0 | 0 |  | 0 | 0 |  | 0 | 0 |  | 0 | 0 |  | 0 | 0 |  | 0 | 0 |  | 0 | 0
6 | Storeroom Lockset | Sargent | 54-55-56-8204 x LNJ x hand | 626 | 1 |  |  | 0 | 0 |  | 0 | 0 |  | 0 | 0 |  | 0 | 0 |  | 0 | 0 |  | 0 | 0 | 1 | 0 | 0 | 1 | 1 | 0 |  | 0 | 0 |  | 0 | 0 |  | 0 | 0 |  | 0 | 0 |  | 0 | 0 |  | 0 | 0 |  | 0 | 0 |  | 0 | 0 |  | 0 | 0 |  | 0 | 0 |  | 0 | 0 |  | 0 | 0 |  | 0 | 0 |  | 0 | 0 |  | 0 | 0 |  | 0 | 0 |  | 0 | 0 |  | 0 | 0 |  | 0 | 0 |  | 0 | 0 |  | 0 | 0 |  | 0 | 0 |  | 0 | 0 |  | 0 | 0 |  | 0 | 0 |  | 0 | 0 |  | 0 | 0 |  | 0 | 0 |  | 0 | 0 |  | 0 | 0 |  | 0 | 0 |  | 0 | 0 |  | 0 | 0 |  | 0 | 0 |  | 0 | 0 |  | 0 | 0 |  | 0 | 0 |  | 0 | 0
7 | Continuous Hinge | Pemko | DSHPO1C-84-Torx |  | 0 |  |  | 0 | 0 |  | 0 | 0 |  | 0 | 0 |  | 0 | 0 |  | 0 | 0 |  | 0 | 0 |  | 0 | 0 |  | 0 | 0 |  | 0 | 0 |  | 0 | 0 |  | 0 | 0 |  | 0 | 0 |  | 0 | 0 |  | 0 | 0 |  | 0 | 0 | 1 | 0 | 0 |  | 0 | 0 |  | 0 | 0 |  | 0 | 0 |  | 0 | 0 |  | 0 | 0 | 1 | 0 | 0 | 1 | 0 | 0 | 1 | 0 | 0 |  | 0 | 0 |  | 0 | 0 |  | 0 | 0 |  | 0 | 0 |  | 0 | 0 |  | 0 | 0 |  | 0 | 0 |  | 0 | 0 |  | 0 | 0 |  | 0 | 0 |  | 0 | 0 |  | 0 | 0 |  | 0 | 0 |  | 0 | 0 |  | 0 | 0 |  | 0 | 0 |  | 0 | 0 |  | 0 | 0 |  | 0 | 0 |  | 0 | 0 |  | 0 | 0 |  | 0 | 0
8 | Continuous Hinge | McKinney | (83") FM-HD1 x length |  | 1 |  |  | 0 | 0 |  | 0 | 0 |  | 0 | 0 |  | 0 | 0 |  | 0 | 0 |  | 0 | 0 |  | 0 | 0 | 1 | 1 | 0 |  | 0 | 0 |  | 0 | 0 |  | 0 | 0 |  | 0 | 0 |  | 0 | 0 |  | 0 | 0 | 2 | 0 | 0 |  | 0 | 0 |  | 0 | 0 |  | 0 | 0 | 2 | 0 | 0 |  | 0 | 0 |  | 0 | 0 |  | 0 | 0 |  | 0 | 0 |  | 0 | 0 |  | 0 | 0 |  | 0 | 0 |  | 0 | 0 |  | 0 | 0 |  | 0 | 0 |  | 0 | 0 |  | 0 | 0 |  | 0 | 0 |  | 0 | 0 |  | 0 | 0 |  | 0 | 0 |  | 0 | 0 |  | 0 | 0 |  | 0 | 0 |  | 0 | 0 |  | 0 | 0 |  | 0 | 0 |  | 0 | 0 |  | 0 | 0 |  | 0 | 0 |  | 0 | 0 |  | 0 | 0
9 | Continuous Hinge | McKinney | (83") FM-HD1-SER8 x length | CA | 0 |  |  | 0 | 0 |  | 0 | 0 |  | 0 | 0 |  | 0 | 0 |  | 0 | 0 |  | 0 | 0 |  | 0 | 0 |  | 0 | 0 |  | 0 | 0 | 1 | 0 | 0 | 1 | 0 | 0 | 1 | 0 | 0 | 1 | 0 | 0 |  | 0 | 0 |  | 0 | 0 |  | 0 | 0 |  | 0 | 0 |  | 0 | 0 |  | 0 | 0 |  | 0 | 0 |  | 0 | 0 |  | 0 | 0 |  | 0 | 0 |  | 0 | 0 |  | 0 | 0 |  | 0 | 0 |  | 0 | 0 |  | 0 | 0 |  | 0 | 0 |  | 0 | 0 |  | 0 | 0 |  | 0 | 0 |  | 0 | 0 |  | 0 | 0 |  | 0 | 0 |  | 0 | 0 |  | 0 | 0 |  | 0 | 0 |  | 0 | 0 |  | 0 | 0 |  | 0 | 0 |  | 0 | 0 |  | 0 | 0 |  | 0 | 0 |  | 0 | 0 |  | 0 | 0
10 | Lockset | Sargent | 10XG04 x LL | 626 | 0 |  |  | 0 | 0 |  | 0 | 0 |  | 0 | 0 |  | 0 | 0 |  | 0 | 0 |  | 0 | 0 |  | 0 | 0 |  | 0 | 0 |  | 0 | 0 |  | 0 | 0 |  | 0 | 0 |  | 0 | 0 |  | 0 | 0 |  | 0 | 0 |  | 0 | 0 |  | 0 | 0 |  | 0 | 0 |  | 0 | 0 |  | 0 | 0 |  | 0 | 0 |  | 0 | 0 |  | 0 | 0 |  | 0 | 0 |  | 0 | 0 |  | 0 | 0 |  | 0 | 0 |  | 0 | 0 |  | 0 | 0 |  | 0 | 0 |  | 0 | 0 |  | 0 | 0 |  | 0 | 0 |  | 0 | 0 |  | 0 | 0 |  | 0 | 0 |  | 0 | 0 |  | 0 | 0 |  | 0 | 0 |  | 0 | 0 |  | 0 | 0 |  | 0 | 0 |  | 0 | 0 |  | 0 | 0 |  | 0 | 0 |  | 0 | 0 |  | 0 | 0
11 | T/F Hinge | T4A4386-QC12 x height x width to match |  |  | 0 |  |  | 0 | 0 |  | 0 | 0 |  | 0 | 0 |  | 0 | 0 |  | 0 | 0 |  | 0 | 0 | 1 | 0 | 0 |  | 0 | 0 |  | 0 | 0 |  | 0 | 0 |  | 0 | 0 |  | 0 | 0 |  | 0 | 0 |  | 0 | 0 |  | 0 | 0 |  | 0 | 0 |  | 0 | 0 |  | 0 | 0 |  | 0 | 0 |  | 0 | 0 |  | 0 | 0 |  | 0 | 0 |  | 0 | 0 |  | 0 | 0 |  | 0 | 0 |  | 0 | 0 |  | 0 | 0 |  | 0 | 0 |  | 0 | 0 |  | 0 | 0 |  | 0 | 0 |  | 0 | 0 |  | 0 | 0 |  | 0 | 0 |  | 0 | 0 |  | 0 | 0 |  | 0 | 0 |  | 0 | 0 |  | 0 | 0 |  | 0 | 0 |  | 0 | 0 |  | 0 | 0 |  | 0 | 0 |  | 0 | 0 |  | 0 | 0 |  | 0 | 0
12 | Lock Set | Sargent | RX-82271-LC x LNJ x hand | 626 | 0 |  |  | 0 | 0 |  | 0 | 0 |  | 0 | 0 |  | 0 | 0 |  | 0 | 0 |  | 0 | 0 |  | 0 | 0 |  | 0 | 0 |  | 0 | 0 | 1 | 0 | 0 | 1 | 0 | 0 |  | 0 | 0 | 1 | 0 | 0 |  | 0 | 0 |  | 0 | 0 |  | 0 | 0 |  | 0 | 0 |  | 0 | 0 |  | 0 | 0 |  | 0 | 0 |  | 0 | 0 |  | 0 | 0 |  | 0 | 0 |  | 0 | 0 |  | 0 | 0 |  | 0 | 0 |  | 0 | 0 |  | 0 | 0 |  | 0 | 0 |  | 0 | 0 |  | 0 | 0 |  | 0 | 0 |  | 0 | 0 |  | 0 | 0 |  | 0 | 0 |  | 0 | 0 |  | 0 | 0 |  | 0 | 0 |  | 0 | 0 |  | 0 | 0 |  | 0 | 0 |  | 0 | 0 |  | 0 | 0 |  | 0 | 0 |  | 0 | 0 |  | 0 | 0
13 | Storeroom Lockset | Sargent | 56-8204 x LNJ x hand | 626 | 0 |  |  | 0 | 0 |  | 0 | 0 |  | 0 | 0 |  | 0 | 0 |  | 0 | 0 |  | 0 | 0 |  | 0 | 0 |  | 0 | 0 |  | 0 | 0 |  | 0 | 0 |  | 0 | 0 | 1 | 0 | 0 |  | 0 | 0 |  | 0 | 0 |  | 0 | 0 |  | 0 | 0 |  | 0 | 0 |  | 0 | 0 |  | 0 | 0 |  | 0 | 0 |  | 0 | 0 |  | 0 | 0 |  | 0 | 0 |  | 0 | 0 |  | 0 | 0 |  | 0 | 0 |  | 0 | 0 |  | 0 | 0 |  | 0 | 0 |  | 0 | 0 |  | 0 | 0 |  | 0 | 0 |  | 0 | 0 |  | 0 | 0 |  | 0 | 0 |  | 0 | 0 |  | 0 | 0 |  | 0 | 0 |  | 0 | 0 |  | 0 | 0 |  | 0 | 0 |  | 0 | 0 |  | 0 | 0 |  | 0 | 0 |  | 0 | 0 |  | 0 | 0
14 | Lock Set | Sargent | 10XG37 -LL | 626 | 0 |  |  | 0 | 0 |  | 0 | 0 |  | 0 | 0 |  | 0 | 0 |  | 0 | 0 |  | 0 | 0 |  | 0 | 0 |  | 0 | 0 |  | 0 | 0 |  | 0 | 0 |  | 0 | 0 |  | 0 | 0 |  | 0 | 0 |  | 0 | 0 |  | 0 | 0 | 1 | 0 | 0 |  | 0 | 0 |  | 0 | 0 |  | 0 | 0 |  | 0 | 0 |  | 0 | 0 |  | 0 | 0 |  | 0 | 0 |  | 0 | 0 |  | 0 | 0 |  | 0 | 0 |  | 0 | 0 |  | 0 | 0 |  | 0 | 0 |  | 0 | 0 |  | 0 | 0 |  | 0 | 0 |  | 0 | 0 |  | 0 | 0 |  | 0 | 0 |  | 0 | 0 |  | 0 | 0 |  | 0 | 0 |  | 0 | 0 |  | 0 | 0 |  | 0 | 0 |  | 0 | 0 |  | 0 | 0 |  | 0 | 0 |  | 0 | 0 |  | 0 | 0
15 | Storeroom Lockset | Sargent | 8204-LC x LNJ x hand | 626 | 2 |  |  | 0 | 0 |  | 0 | 0 |  | 0 | 0 |  | 0 | 0 |  | 0 | 0 |  | 0 | 0 |  | 0 | 0 |  | 0 | 0 |  | 0 | 0 |  | 0 | 0 |  | 0 | 0 |  | 0 | 0 |  | 0 | 0 |  | 0 | 0 |  | 0 | 0 |  | 0 | 0 | 1 | 1 | 0 | 1 | 1 | 0 |  | 0 | 0 |  | 0 | 0 |  | 0 | 0 |  | 0 | 0 |  | 0 | 0 |  | 0 | 0 |  | 0 | 0 |  | 0 | 0 |  | 0 | 0 |  | 0 | 0 |  | 0 | 0 |  | 0 | 0 |  | 0 | 0 |  | 0 | 0 |  | 0 | 0 |  | 0 | 0 |  | 0 | 0 |  | 0 | 0 |  | 0 | 0 |  | 0 | 0 |  | 0 | 0 |  | 0 | 0 |  | 0 | 0 |  | 0 | 0 |  | 0 | 0 |  | 0 | 0 |  | 0 | 0 |  | 0 | 0
16 | Keyswitch | Securitron | MKAN2 | 630 | 1 |  | 1 | 0 | 0 |  | 0 | 0 |  | 0 | 0 |  | 0 | 0 |  | 0 | 0 |  | 0 | 0 |  | 0 | 0 | 1 | 1 | 0 |  | 0 | 0 |  | 0 | 0 |  | 0 | 0 |  | 0 | 0 |  | 0 | 0 |  | 0 | 0 |  | 0 | 0 |  | 0 | 0 |  | 0 | 0 |  | 0 | 0 |  | 0 | 0 |  | 0 | 0 |  | 0 | 0 |  | 0 | 0 |  | 0 | 0 |  | 0 | 0 |  | 0 | 0 |  | 0 | 0 |  | 0 | 0 |  | 0 | 0 |  | 0 | 0 |  | 0 | 0 |  | 0 | 0 |  | 0 | 0 |  | 0 | 0 |  | 0 | 0 |  | 0 | 0 |  | 0 | 0 |  | 0 | 0 |  | 0 | 0 |  | 0 | 0 |  | 0 | 0 |  | 0 | 0 |  | 0 | 0 |  | 0 | 0 |  | 0 | 0 |  | 0 | 0 |  | 0 | 0
17 | Connector | ElectroLynx | QC-C300 |  | 3 |  | 2 | 0 | 0 |  | 0 | 0 |  | 0 | 0 | 2 | 2 | 0 | 2 | 0 | 0 |  | 0 | 0 |  | 0 | 0 | 1 | 1 | 0 |  | 0 | 0 |  | 0 | 0 |  | 0 | 0 |  | 0 | 0 |  | 0 | 0 |  | 0 | 0 |  | 0 | 0 |  | 0 | 0 |  | 0 | 0 |  | 0 | 0 |  | 0 | 0 |  | 0 | 0 |  | 0 | 0 |  | 0 | 0 |  | 0 | 0 |  | 0 | 0 |  | 0 | 0 |  | 0 | 0 |  | 0 | 0 |  | 0 | 0 |  | 0 | 0 |  | 0 | 0 |  | 0 | 0 |  | 0 | 0 |  | 0 | 0 |  | 0 | 0 |  | 0 | 0 |  | 0 | 0 |  | 0 | 0 |  | 0 | 0 |  | 0 | 0 |  | 0 | 0 |  | 0 | 0 |  | 0 | 0 |  | 0 | 0 |  | 0 | 0 |  | 0 | 0 |  | 0 | 0
18 | Connector | ElectroLynx | QC-C1500P |  | 3 |  | 2 | 0 | 0 |  | 0 | 0 |  | 0 | 0 | 2 | 2 | 0 | 2 | 0 | 0 |  | 0 | 0 |  | 0 | 0 | 1 | 1 | 0 |  | 0 | 0 |  | 0 | 0 |  | 0 | 0 |  | 0 | 0 |  | 0 | 0 |  | 0 | 0 |  | 0 | 0 |  | 0 | 0 |  | 0 | 0 |  | 0 | 0 |  | 0 | 0 |  | 0 | 0 |  | 0 | 0 |  | 0 | 0 |  | 0 | 0 |  | 0 | 0 |  | 0 | 0 |  | 0 | 0 |  | 0 | 0 |  | 0 | 0 |  | 0 | 0 |  | 0 | 0 |  | 0 | 0 |  | 0 | 0 |  | 0 | 0 |  | 0 | 0 |  | 0 | 0 |  | 0 | 0 |  | 0 | 0 |  | 0 | 0 |  | 0 | 0 |  | 0 | 0 |  | 0 | 0 |  | 0 | 0 |  | 0 | 0 |  | 0 | 0 |  | 0 | 0 |  | 0 | 0
19 | Operator | Record | 8100 Full Width Header |  | 3 |  | 2 | 0 | 0 |  | 0 | 0 |  | 0 | 0 | 2 | 2 | 0 | 2 | 0 | 0 | 1 | 0 | 0 | 1 | 0 | 0 | 1 | 1 | 0 |  | 0 | 0 |  | 0 | 0 |  | 0 | 0 |  | 0 | 0 |  | 0 | 0 |  | 0 | 0 |  | 0 | 0 |  | 0 | 0 |  | 0 | 0 |  | 0 | 0 |  | 0 | 0 |  | 0 | 0 |  | 0 | 0 |  | 0 | 0 |  | 0 | 0 |  | 0 | 0 |  | 0 | 0 |  | 0 | 0 |  | 0 | 0 |  | 0 | 0 |  | 0 | 0 |  | 0 | 0 |  | 0 | 0 |  | 0 | 0 |  | 0 | 0 |  | 0 | 0 |  | 0 | 0 |  | 0 | 0 |  | 0 | 0 |  | 0 | 0 |  | 0 | 0 |  | 0 | 0 |  | 0 | 0 |  | 0 | 0 |  | 0 | 0 |  | 0 | 0 |  | 0 | 0 |  | 0 | 0
20 | Sensor | BEA | Superscan x length |  | 6 |  | 4 | 0 | 0 |  | 0 | 0 |  | 0 | 0 | 4 | 4 | 0 | 4 | 0 | 0 | 2 | 0 | 0 | 2 | 0 | 0 | 2 | 2 | 0 |  | 0 | 0 |  | 0 | 0 |  | 0 | 0 |  | 0 | 0 |  | 0 | 0 |  | 0 | 0 |  | 0 | 0 |  | 0 | 0 |  | 0 | 0 |  | 0 | 0 |  | 0 | 0 |  | 0 | 0 |  | 0 | 0 |  | 0 | 0 |  | 0 | 0 |  | 0 | 0 |  | 0 | 0 |  | 0 | 0 |  | 0 | 0 |  | 0 | 0 |  | 0 | 0 |  | 0 | 0 |  | 0 | 0 |  | 0 | 0 |  | 0 | 0 |  | 0 | 0 |  | 0 | 0 |  | 0 | 0 |  | 0 | 0 |  | 0 | 0 |  | 0 | 0 |  | 0 | 0 |  | 0 | 0 |  | 0 | 0 |  | 0 | 0 |  | 0 | 0 |  | 0 | 0 |  | 0 | 0
21 | Gasket | Pemko | (21') S88BL x width x 2-height |  | 1 |  | 1 | 0 | 0 |  | 0 | 0 |  | 0 | 0 | 1 | 1 | 0 | 1 | 0 | 0 |  | 0 | 0 |  | 0 | 0 |  | 0 | 0 |  | 0 | 0 |  | 0 | 0 |  | 0 | 0 |  | 0 | 0 |  | 0 | 0 |  | 0 | 0 |  | 0 | 0 |  | 0 | 0 |  | 0 | 0 |  | 0 | 0 |  | 0 | 0 |  | 0 | 0 |  | 0 | 0 |  | 0 | 0 |  | 0 | 0 |  | 0 | 0 |  | 0 | 0 |  | 0 | 0 |  | 0 | 0 |  | 0 | 0 |  | 0 | 0 |  | 0 | 0 |  | 0 | 0 |  | 0 | 0 |  | 0 | 0 |  | 0 | 0 |  | 0 | 0 |  | 0 | 0 |  | 0 | 0 |  | 0 | 0 |  | 0 | 0 |  | 0 | 0 |  | 0 | 0 |  | 0 | 0 |  | 0 | 0 |  | 0 | 0 |  | 0 | 0 |  | 0 | 0
22 | Actuator | Camden | CM-7536VR/4 | 628 | 2 |  | 2 | 0 | 0 |  | 0 | 0 |  | 0 | 0 |  | 0 | 0 |  | 0 | 0 |  | 0 | 0 | 1 | 0 | 0 | 2 | 2 | 0 |  | 0 | 0 |  | 0 | 0 |  | 0 | 0 |  | 0 | 0 |  | 0 | 0 |  | 0 | 0 |  | 0 | 0 |  | 0 | 0 |  | 0 | 0 |  | 0 | 0 |  | 0 | 0 |  | 0 | 0 |  | 0 | 0 |  | 0 | 0 |  | 0 | 0 |  | 0 | 0 |  | 0 | 0 |  | 0 | 0 |  | 0 | 0 |  | 0 | 0 |  | 0 | 0 |  | 0 | 0 |  | 0 | 0 |  | 0 | 0 |  | 0 | 0 |  | 0 | 0 |  | 0 | 0 |  | 0 | 0 |  | 0 | 0 |  | 0 | 0 |  | 0 | 0 |  | 0 | 0 |  | 0 | 0 |  | 0 | 0 |  | 0 | 0 |  | 0 | 0 |  | 0 | 0 |  | 0 | 0
23 | Power Supply | Securitron | AQD2-4C2 by Others |  | 1 |  | 1 | 0 | 0 |  | 0 | 0 |  | 0 | 0 |  | 0 | 0 | 1 | 0 | 0 | 1 | 0 | 0 | 1 | 0 | 0 | 1 | 1 | 0 |  | 0 | 0 | 1 | 0 | 0 | 1 | 0 | 0 | 1 | 0 | 0 | 1 | 0 | 0 |  | 0 | 0 |  | 0 | 0 |  | 0 | 0 |  | 0 | 0 |  | 0 | 0 |  | 0 | 0 |  | 0 | 0 |  | 0 | 0 |  | 0 | 0 |  | 0 | 0 |  | 0 | 0 |  | 0 | 0 |  | 0 | 0 |  | 0 | 0 |  | 0 | 0 |  | 0 | 0 |  | 0 | 0 |  | 0 | 0 |  | 0 | 0 |  | 0 | 0 |  | 0 | 0 |  | 0 | 0 |  | 0 | 0 |  | 0 | 0 |  | 0 | 0 |  | 0 | 0 |  | 0 | 0 |  | 0 | 0 |  | 0 | 0 |  | 0 | 0 |  | 0 | 0 |  | 0 | 0 |  | 0 | 0
24 | Battery | Securitron | B-24-5 by Others |  | 2 |  | 1 | 0 | 0 |  | 0 | 0 |  | 0 | 0 | 1 | 1 | 0 | 1 | 0 | 0 | 1 | 0 | 0 | 1 | 0 | 0 | 1 | 1 | 0 |  | 0 | 0 | 1 | 0 | 0 | 1 | 0 | 0 | 1 | 0 | 0 | 1 | 0 | 0 |  | 0 | 0 |  | 0 | 0 |  | 0 | 0 |  | 0 | 0 |  | 0 | 0 |  | 0 | 0 |  | 0 | 0 |  | 0 | 0 |  | 0 | 0 |  | 0 | 0 |  | 0 | 0 |  | 0 | 0 |  | 0 | 0 |  | 0 | 0 |  | 0 | 0 |  | 0 | 0 |  | 0 | 0 |  | 0 | 0 |  | 0 | 0 |  | 0 | 0 |  | 0 | 0 |  | 0 | 0 |  | 0 | 0 |  | 0 | 0 |  | 0 | 0 |  | 0 | 0 |  | 0 | 0 |  | 0 | 0 |  | 0 | 0 |  | 0 | 0 |  | 0 | 0 |  | 0 | 0 |  | 0 | 0
25 | Card Reader | HID | By Others |  | 2 |  | 1 | 0 | 0 |  | 0 | 0 |  | 0 | 0 | 2 | 2 | 0 |  | 0 | 0 |  | 0 | 0 |  | 0 | 0 |  | 0 | 0 |  | 0 | 0 |  | 0 | 0 |  | 0 | 0 |  | 0 | 0 |  | 0 | 0 |  | 0 | 0 |  | 0 | 0 |  | 0 | 0 |  | 0 | 0 |  | 0 | 0 |  | 0 | 0 |  | 0 | 0 |  | 0 | 0 |  | 0 | 0 |  | 0 | 0 |  | 0 | 0 |  | 0 | 0 |  | 0 | 0 |  | 0 | 0 |  | 0 | 0 |  | 0 | 0 |  | 0 | 0 |  | 0 | 0 |  | 0 | 0 |  | 0 | 0 |  | 0 | 0 |  | 0 | 0 |  | 0 | 0 |  | 0 | 0 |  | 0 | 0 |  | 0 | 0 |  | 0 | 0 |  | 0 | 0 |  | 0 | 0 |  | 0 | 0 |  | 0 | 0 |  | 0 | 0 |  | 0 | 0
26 | Rem. Release | By Others |  |  | 0 |  | 1 | 0 | 0 |  | 0 | 0 |  | 0 | 0 |  | 0 | 0 |  | 0 | 0 |  | 0 | 0 |  | 0 | 0 |  | 0 | 0 |  | 0 | 0 |  | 0 | 0 |  | 0 | 0 |  | 0 | 0 |  | 0 | 0 |  | 0 | 0 |  | 0 | 0 |  | 0 | 0 |  | 0 | 0 |  | 0 | 0 |  | 0 | 0 |  | 0 | 0 |  | 0 | 0 |  | 0 | 0 |  | 0 | 0 |  | 0 | 0 |  | 0 | 0 |  | 0 | 0 |  | 0 | 0 |  | 0 | 0 |  | 0 | 0 |  | 0 | 0 |  | 0 | 0 |  | 0 | 0 |  | 0 | 0 |  | 0 | 0 |  | 0 | 0 |  | 0 | 0 |  | 0 | 0 |  | 0 | 0 |  | 0 | 0 |  | 0 | 0 |  | 0 | 0 |  | 0 | 0 |  | 0 | 0 |  | 0 | 0 |  | 0 | 0 |  | 0 | 0
27 | DPS | Securitron | DPS-W-GY by Others |  | 0 |  | 2 | 0 | 0 |  | 0 | 0 |  | 0 | 0 |  | 0 | 0 |  | 0 | 0 | 1 | 0 | 0 | 1 | 0 | 0 |  | 0 | 0 |  | 0 | 0 | 1 | 0 | 0 | 1 | 0 | 0 | 1 | 0 | 0 | 1 | 0 | 0 |  | 0 | 0 |  | 0 | 0 |  | 0 | 0 |  | 0 | 0 |  | 0 | 0 |  | 0 | 0 |  | 0 | 0 |  | 0 | 0 |  | 0 | 0 |  | 0 | 0 |  | 0 | 0 |  | 0 | 0 |  | 0 | 0 |  | 0 | 0 |  | 0 | 0 |  | 0 | 0 |  | 0 | 0 |  | 0 | 0 |  | 0 | 0 |  | 0 | 0 |  | 0 | 0 |  | 0 | 0 |  | 0 | 0 |  | 0 | 0 |  | 0 | 0 |  | 0 | 0 |  | 0 | 0 |  | 0 | 0 |  | 0 | 0 |  | 0 | 0 |  | 0 | 0 |  | 0 | 0 |  | 0 | 0
28 | Power Supply | Detex | 85-820-F |  | 1 |  |  | 0 | 0 |  | 0 | 0 |  | 0 | 0 | 1 | 1 | 0 | 1 | 0 | 0 |  | 0 | 0 |  | 0 | 0 |  | 0 | 0 |  | 0 | 0 |  | 0 | 0 |  | 0 | 0 |  | 0 | 0 |  | 0 | 0 |  | 0 | 0 |  | 0 | 0 |  | 0 | 0 |  | 0 | 0 |  | 0 | 0 |  | 0 | 0 |  | 0 | 0 |  | 0 | 0 |  | 0 | 0 |  | 0 | 0 |  | 0 | 0 |  | 0 | 0 |  | 0 | 0 |  | 0 | 0 |  | 0 | 0 |  | 0 | 0 |  | 0 | 0 |  | 0 | 0 |  | 0 | 0 |  | 0 | 0 |  | 0 | 0 |  | 0 | 0 |  | 0 | 0 |  | 0 | 0 |  | 0 | 0 |  | 0 | 0 |  | 0 | 0 |  | 0 | 0 |  | 0 | 0 |  | 0 | 0 |  | 0 | 0 |  | 0 | 0 |  | 0 | 0
29 | Thermal Pin | Sargent | 683 |  | 4 |  |  | 0 | 0 |  | 0 | 0 |  | 0 | 0 | 2 | 2 | 0 |  | 0 | 0 |  | 0 | 0 |  | 0 | 0 | 2 | 2 | 0 |  | 0 | 0 |  | 0 | 0 |  | 0 | 0 |  | 0 | 0 |  | 0 | 0 |  | 0 | 0 |  | 0 | 0 |  | 0 | 0 |  | 0 | 0 |  | 0 | 0 |  | 0 | 0 |  | 0 | 0 |  | 0 | 0 |  | 0 | 0 |  | 0 | 0 |  | 0 | 0 |  | 0 | 0 |  | 0 | 0 |  | 0 | 0 |  | 0 | 0 |  | 0 | 0 |  | 0 | 0 |  | 0 | 0 |  | 0 | 0 |  | 0 | 0 |  | 0 | 0 |  | 0 | 0 |  | 0 | 0 |  | 0 | 0 |  | 0 | 0 |  | 0 | 0 |  | 0 | 0 |  | 0 | 0 |  | 0 | 0 |  | 0 | 0 |  | 0 | 0 |  | 0 | 0 |  | 0 | 0
30 | Kick Plate | Gallery | (41") GSH 80A-B4E-400mm x width less 38mm | 630 | 2 |  |  | 0 | 0 |  | 0 | 0 |  | 0 | 0 | 2 | 2 | 0 | 2 | 0 | 0 |  | 0 | 0 |  | 0 | 0 |  | 0 | 0 |  | 0 | 0 |  | 0 | 0 | 1 | 0 | 0 |  | 0 | 0 | 1 | 0 | 0 |  | 0 | 0 |  | 0 | 0 |  | 0 | 0 |  | 0 | 0 |  | 0 | 0 | 1 | 0 | 0 |  | 0 | 0 |  | 0 | 0 |  | 0 | 0 |  | 0 | 0 |  | 0 | 0 |  | 0 | 0 |  | 0 | 0 |  | 0 | 0 |  | 0 | 0 |  | 0 | 0 |  | 0 | 0 |  | 0 | 0 |  | 0 | 0 |  | 0 | 0 |  | 0 | 0 |  | 0 | 0 |  | 0 | 0 |  | 0 | 0 |  | 0 | 0 |  | 0 | 0 |  | 0 | 0 |  | 0 | 0 |  | 0 | 0 |  | 0 | 0 |  | 0 | 0 |  | 0 | 0 |  | 0 | 0
31 | Door Bottom | Pemko | (42") 420ASL x width | 628 | 2 |  |  | 0 | 0 |  | 0 | 0 |  | 0 | 0 | 2 | 2 | 0 |  | 0 | 0 |  | 0 | 0 |  | 0 | 0 |  | 0 | 0 |  | 0 | 0 |  | 0 | 0 |  | 0 | 0 |  | 0 | 0 |  | 0 | 0 |  | 0 | 0 |  | 0 | 0 |  | 0 | 0 |  | 0 | 0 |  | 0 | 0 |  | 0 | 0 |  | 0 | 0 |  | 0 | 0 |  | 0 | 0 |  | 0 | 0 |  | 0 | 0 |  | 0 | 0 |  | 0 | 0 |  | 0 | 0 |  | 0 | 0 |  | 0 | 0 |  | 0 | 0 |  | 0 | 0 |  | 0 | 0 |  | 0 | 0 |  | 0 | 0 |  | 0 | 0 |  | 0 | 0 |  | 0 | 0 |  | 0 | 0 |  | 0 | 0 |  | 0 | 0 |  | 0 | 0 |  | 0 | 0 |  | 0 | 0 |  | 0 | 0 |  | 0 | 0 |  | 0 | 0
32 | Card Reader | HID | DPS-M-GY by Others |  | 4 |  |  | 0 | 0 |  | 0 | 0 |  | 0 | 0 | 2 | 2 | 0 | 2 | 0 | 0 |  | 0 | 0 | 1 | 0 | 0 | 2 | 2 | 0 |  | 0 | 0 | 1 | 0 | 0 | 1 | 0 | 0 | 1 | 0 | 0 | 1 | 0 | 0 |  | 0 | 0 |  | 0 | 0 |  | 0 | 0 |  | 0 | 0 |  | 0 | 0 |  | 0 | 0 |  | 0 | 0 |  | 0 | 0 |  | 0 | 0 |  | 0 | 0 |  | 0 | 0 |  | 0 | 0 |  | 0 | 0 |  | 0 | 0 |  | 0 | 0 |  | 0 | 0 |  | 0 | 0 |  | 0 | 0 |  | 0 | 0 |  | 0 | 0 |  | 0 | 0 |  | 0 | 0 |  | 0 | 0 |  | 0 | 0 |  | 0 | 0 |  | 0 | 0 |  | 0 | 0 |  | 0 | 0 |  | 0 | 0 |  | 0 | 0 |  | 0 | 0 |  | 0 | 0 |  | 0 | 0
33 | Mtg. Stile | Pemko | 351/351S-CPK x height |  | 1 |  |  | 0 | 0 |  | 0 | 0 |  | 0 | 0 | 1 | 1 | 0 |  | 0 | 0 |  | 0 | 0 |  | 0 | 0 |  | 0 | 0 |  | 0 | 0 |  | 0 | 0 |  | 0 | 0 |  | 0 | 0 |  | 0 | 0 |  | 0 | 0 |  | 0 | 0 |  | 0 | 0 |  | 0 | 0 |  | 0 | 0 |  | 0 | 0 |  | 0 | 0 |  | 0 | 0 |  | 0 | 0 |  | 0 | 0 |  | 0 | 0 |  | 0 | 0 |  | 0 | 0 |  | 0 | 0 |  | 0 | 0 |  | 0 | 0 |  | 0 | 0 |  | 0 | 0 |  | 0 | 0 |  | 0 | 0 |  | 0 | 0 |  | 0 | 0 |  | 0 | 0 |  | 0 | 0 |  | 0 | 0 |  | 0 | 0 |  | 0 | 0 |  | 0 | 0 |  | 0 | 0 |  | 0 | 0 |  | 0 | 0 |  | 0 | 0 |  | 0 | 0
34 | Rdr./Keypad | HID | By Others |  | 0 |  |  | 0 | 0 |  | 0 | 0 |  | 0 | 0 |  | 0 | 0 | 1 | 0 | 0 |  | 0 | 0 |  | 0 | 0 |  | 0 | 0 |  | 0 | 0 |  | 0 | 0 |  | 0 | 0 |  | 0 | 0 |  | 0 | 0 |  | 0 | 0 |  | 0 | 0 |  | 0 | 0 |  | 0 | 0 |  | 0 | 0 |  | 0 | 0 |  | 0 | 0 |  | 0 | 0 |  | 0 | 0 |  | 0 | 0 |  | 0 | 0 |  | 0 | 0 |  | 0 | 0 |  | 0 | 0 |  | 0 | 0 |  | 0 | 0 |  | 0 | 0 |  | 0 | 0 |  | 0 | 0 |  | 0 | 0 |  | 0 | 0 |  | 0 | 0 |  | 0 | 0 |  | 0 | 0 |  | 0 | 0 |  | 0 | 0 |  | 0 | 0 |  | 0 | 0 |  | 0 | 0 |  | 0 | 0 |  | 0 | 0 |  | 0 | 0 |  | 0 | 0
35 | Gasket | Pemko | (17') S88BL x width x 2-height |  | 2 |  |  | 0 | 0 |  | 0 | 0 |  | 0 | 0 |  | 0 | 0 |  | 0 | 0 | 1 | 0 | 0 | 1 | 0 | 0 |  | 0 | 0 |  | 0 | 0 | 1 | 0 | 0 |  | 0 | 0 | 1 | 0 | 0 |  | 0 | 0 |  | 0 | 0 |  | 0 | 0 |  | 0 | 0 | 1 | 1 | 0 | 1 | 1 | 0 |  | 0 | 0 |  | 0 | 0 |  | 0 | 0 |  | 0 | 0 |  | 0 | 0 |  | 0 | 0 |  | 0 | 0 |  | 0 | 0 |  | 0 | 0 |  | 0 | 0 |  | 0 | 0 |  | 0 | 0 |  | 0 | 0 |  | 0 | 0 |  | 0 | 0 |  | 0 | 0 |  | 0 | 0 |  | 0 | 0 |  | 0 | 0 |  | 0 | 0 |  | 0 | 0 |  | 0 | 0 |  | 0 | 0 |  | 0 | 0 |  | 0 | 0 |  | 0 | 0 |  | 0 | 0 |  | 0 | 0
36 | Actuator | Camden | CM-7436VR/4 (inside) | 630 | 0 |  |  | 0 | 0 |  | 0 | 0 |  | 0 | 0 |  | 0 | 0 |  | 0 | 0 | 1 | 0 | 0 | 1 | 0 | 0 |  | 0 | 0 |  | 0 | 0 |  | 0 | 0 |  | 0 | 0 |  | 0 | 0 |  | 0 | 0 |  | 0 | 0 |  | 0 | 0 |  | 0 | 0 |  | 0 | 0 |  | 0 | 0 |  | 0 | 0 |  | 0 | 0 |  | 0 | 0 |  | 0 | 0 |  | 0 | 0 |  | 0 | 0 |  | 0 | 0 |  | 0 | 0 |  | 0 | 0 |  | 0 | 0 |  | 0 | 0 |  | 0 | 0 |  | 0 | 0 |  | 0 | 0 |  | 0 | 0 |  | 0 | 0 |  | 0 | 0 |  | 0 | 0 |  | 0 | 0 |  | 0 | 0 |  | 0 | 0 |  | 0 | 0 |  | 0 | 0 |  | 0 | 0 |  | 0 | 0 |  | 0 | 0 |  | 0 | 0 |  | 0 | 0
37 | Door Bottom | Pemko | (36") 420ASL x width |  | 0 |  |  | 0 | 0 |  | 0 | 0 |  | 0 | 0 |  | 0 | 0 |  | 0 | 0 |  | 0 | 0 | 1 | 0 | 0 |  | 0 | 0 |  | 0 | 0 |  | 0 | 0 |  | 0 | 0 | 1 | 0 | 0 |  | 0 | 0 |  | 0 | 0 |  | 0 | 0 |  | 0 | 0 |  | 0 | 0 |  | 0 | 0 |  | 0 | 0 |  | 0 | 0 |  | 0 | 0 |  | 0 | 0 |  | 0 | 0 |  | 0 | 0 |  | 0 | 0 |  | 0 | 0 |  | 0 | 0 |  | 0 | 0 |  | 0 | 0 |  | 0 | 0 |  | 0 | 0 |  | 0 | 0 |  | 0 | 0 |  | 0 | 0 |  | 0 | 0 |  | 0 | 0 |  | 0 | 0 |  | 0 | 0 |  | 0 | 0 |  | 0 | 0 |  | 0 | 0 |  | 0 | 0 |  | 0 | 0 |  | 0 | 0 |  | 0 | 0 |  | 0 | 0
38 | Actuator | Camden | CM-7536VR/4 | 630 | 2 |  |  | 0 | 0 |  | 0 | 0 |  | 0 | 0 | 2 | 2 | 0 | 2 | 0 | 0 | 1 | 0 | 0 |  | 0 | 0 |  | 0 | 0 |  | 0 | 0 |  | 0 | 0 |  | 0 | 0 |  | 0 | 0 |  | 0 | 0 |  | 0 | 0 |  | 0 | 0 |  | 0 | 0 |  | 0 | 0 |  | 0 | 0 |  | 0 | 0 |  | 0 | 0 |  | 0 | 0 |  | 0 | 0 |  | 0 | 0 |  | 0 | 0 |  | 0 | 0 |  | 0 | 0 |  | 0 | 0 |  | 0 | 0 |  | 0 | 0 |  | 0 | 0 |  | 0 | 0 |  | 0 | 0 |  | 0 | 0 |  | 0 | 0 |  | 0 | 0 |  | 0 | 0 |  | 0 | 0 |  | 0 | 0 |  | 0 | 0 |  | 0 | 0 |  | 0 | 0 |  | 0 | 0 |  | 0 | 0 |  | 0 | 0 |  | 0 | 0 |  | 0 | 0
39 | Flushbolt | Rockwood | 2805 | 626 | 1 |  |  | 0 | 0 |  | 0 | 0 |  | 0 | 0 |  | 0 | 0 |  | 0 | 0 |  | 0 | 0 |  | 0 | 0 | 1 | 1 | 0 |  | 0 | 0 |  | 0 | 0 |  | 0 | 0 |  | 0 | 0 |  | 0 | 0 |  | 0 | 0 |  | 0 | 0 |  | 0 | 0 |  | 0 | 0 |  | 0 | 0 | 1 | 0 | 0 |  | 0 | 0 |  | 0 | 0 |  | 0 | 0 |  | 0 | 0 |  | 0 | 0 |  | 0 | 0 |  | 0 | 0 |  | 0 | 0 |  | 0 | 0 |  | 0 | 0 |  | 0 | 0 |  | 0 | 0 |  | 0 | 0 |  | 0 | 0 |  | 0 | 0 |  | 0 | 0 |  | 0 | 0 |  | 0 | 0 |  | 0 | 0 |  | 0 | 0 |  | 0 | 0 |  | 0 | 0 |  | 0 | 0 |  | 0 | 0 |  | 0 | 0 |  | 0 | 0 |  | 0 | 0
40 | Closer | Norton | UNIJ8101- DA x SN (inactive leaf) | 689 | 1 |  |  | 0 | 0 |  | 0 | 0 |  | 0 | 0 |  | 0 | 0 |  | 0 | 0 |  | 0 | 0 |  | 0 | 0 | 1 | 1 | 0 |  | 0 | 0 |  | 0 | 0 |  | 0 | 0 |  | 0 | 0 |  | 0 | 0 |  | 0 | 0 |  | 0 | 0 |  | 0 | 0 |  | 0 | 0 |  | 0 | 0 |  | 0 | 0 |  | 0 | 0 |  | 0 | 0 |  | 0 | 0 |  | 0 | 0 |  | 0 | 0 |  | 0 | 0 |  | 0 | 0 |  | 0 | 0 |  | 0 | 0 |  | 0 | 0 |  | 0 | 0 |  | 0 | 0 |  | 0 | 0 |  | 0 | 0 |  | 0 | 0 |  | 0 | 0 |  | 0 | 0 |  | 0 | 0 |  | 0 | 0 |  | 0 | 0 |  | 0 | 0 |  | 0 | 0 |  | 0 | 0 |  | 0 | 0 |  | 0 | 0 |  | 0 | 0 |  | 0 | 0
41 | Gasket | Pemko | (20') S88BL x width x 2-height |  | 1 |  |  | 0 | 0 |  | 0 | 0 |  | 0 | 0 |  | 0 | 0 |  | 0 | 0 |  | 0 | 0 |  | 0 | 0 | 1 | 1 | 0 |  | 0 | 0 |  | 0 | 0 |  | 0 | 0 |  | 0 | 0 |  | 0 | 0 |  | 0 | 0 |  | 0 | 0 |  | 0 | 0 |  | 0 | 0 |  | 0 | 0 |  | 0 | 0 |  | 0 | 0 |  | 0 | 0 |  | 0 | 0 |  | 0 | 0 |  | 0 | 0 |  | 0 | 0 |  | 0 | 0 |  | 0 | 0 |  | 0 | 0 |  | 0 | 0 |  | 0 | 0 |  | 0 | 0 |  | 0 | 0 |  | 0 | 0 |  | 0 | 0 |  | 0 | 0 |  | 0 | 0 |  | 0 | 0 |  | 0 | 0 |  | 0 | 0 |  | 0 | 0 |  | 0 | 0 |  | 0 | 0 |  | 0 | 0 |  | 0 | 0 |  | 0 | 0 |  | 0 | 0
42 | Track | KN Crowder | C-108 x Length |  | 0 |  |  | 0 | 0 |  | 0 | 0 |  | 0 | 0 |  | 0 | 0 |  | 0 | 0 |  | 0 | 0 |  | 0 | 0 |  | 0 | 0 | 1 | 0 | 0 |  | 0 | 0 |  | 0 | 0 |  | 0 | 0 |  | 0 | 0 |  | 0 | 0 |  | 0 | 0 |  | 0 | 0 |  | 0 | 0 |  | 0 | 0 |  | 0 | 0 |  | 0 | 0 |  | 0 | 0 |  | 0 | 0 |  | 0 | 0 |  | 0 | 0 |  | 0 | 0 |  | 0 | 0 |  | 0 | 0 |  | 0 | 0 |  | 0 | 0 |  | 0 | 0 |  | 0 | 0 |  | 0 | 0 |  | 0 | 0 |  | 0 | 0 |  | 0 | 0 |  | 0 | 0 |  | 0 | 0 |  | 0 | 0 |  | 0 | 0 |  | 0 | 0 |  | 0 | 0 |  | 0 | 0 |  | 0 | 0 |  | 0 | 0 |  | 0 | 0 |  | 0 | 0
43 | Hanger | KN Crowder | C-818HD |  | 0 |  |  | 0 | 0 |  | 0 | 0 |  | 0 | 0 |  | 0 | 0 |  | 0 | 0 |  | 0 | 0 |  | 0 | 0 |  | 0 | 0 | 2 | 0 | 0 |  | 0 | 0 |  | 0 | 0 |  | 0 | 0 |  | 0 | 0 |  | 0 | 0 |  | 0 | 0 |  | 0 | 0 |  | 0 | 0 |  | 0 | 0 |  | 0 | 0 |  | 0 | 0 |  | 0 | 0 |  | 0 | 0 |  | 0 | 0 |  | 0 | 0 |  | 0 | 0 |  | 0 | 0 |  | 0 | 0 |  | 0 | 0 |  | 0 | 0 |  | 0 | 0 |  | 0 | 0 |  | 0 | 0 |  | 0 | 0 |  | 0 | 0 |  | 0 | 0 |  | 0 | 0 |  | 0 | 0 |  | 0 | 0 |  | 0 | 0 |  | 0 | 0 |  | 0 | 0 |  | 0 | 0 |  | 0 | 0 |  | 0 | 0 |  | 0 | 0 |  | 0 | 0
44 | Stop | KN Crowder | C-100HD In-track | 626 | 0 |  |  | 0 | 0 |  | 0 | 0 |  | 0 | 0 |  | 0 | 0 |  | 0 | 0 |  | 0 | 0 |  | 0 | 0 |  | 0 | 0 | 2 | 0 | 0 |  | 0 | 0 |  | 0 | 0 |  | 0 | 0 |  | 0 | 0 |  | 0 | 0 |  | 0 | 0 |  | 0 | 0 |  | 0 | 0 |  | 0 | 0 |  | 0 | 0 |  | 0 | 0 |  | 0 | 0 |  | 0 | 0 |  | 0 | 0 |  | 0 | 0 |  | 0 | 0 |  | 0 | 0 |  | 0 | 0 |  | 0 | 0 |  | 0 | 0 |  | 0 | 0 |  | 0 | 0 |  | 0 | 0 |  | 0 | 0 |  | 0 | 0 |  | 0 | 0 |  | 0 | 0 |  | 0 | 0 |  | 0 | 0 |  | 0 | 0 |  | 0 | 0 |  | 0 | 0 |  | 0 | 0 |  | 0 | 0 |  | 0 | 0 |  | 0 | 0 |  | 0 | 0
45 | Floor Guide | KN Crowder | C-913 | 626 | 0 |  |  | 0 | 0 |  | 0 | 0 |  | 0 | 0 |  | 0 | 0 |  | 0 | 0 |  | 0 | 0 |  | 0 | 0 |  | 0 | 0 | 1 | 0 | 0 |  | 0 | 0 |  | 0 | 0 |  | 0 | 0 |  | 0 | 0 |  | 0 | 0 |  | 0 | 0 |  | 0 | 0 |  | 0 | 0 |  | 0 | 0 |  | 0 | 0 |  | 0 | 0 |  | 0 | 0 |  | 0 | 0 |  | 0 | 0 |  | 0 | 0 |  | 0 | 0 |  | 0 | 0 |  | 0 | 0 |  | 0 | 0 |  | 0 | 0 |  | 0 | 0 |  | 0 | 0 |  | 0 | 0 |  | 0 | 0 |  | 0 | 0 |  | 0 | 0 |  | 0 | 0 |  | 0 | 0 |  | 0 | 0 |  | 0 | 0 |  | 0 | 0 |  | 0 | 0 |  | 0 | 0 |  | 0 | 0 |  | 0 | 0 |  | 0 | 0 |  | 0 | 0
46 | Channel | KN Crowder | C-914 Guide x Length | 626 | 0 |  |  | 0 | 0 |  | 0 | 0 |  | 0 | 0 |  | 0 | 0 |  | 0 | 0 |  | 0 | 0 |  | 0 | 0 |  | 0 | 0 | 1 | 0 | 0 |  | 0 | 0 |  | 0 | 0 |  | 0 | 0 |  | 0 | 0 |  | 0 | 0 |  | 0 | 0 |  | 0 | 0 |  | 0 | 0 |  | 0 | 0 |  | 0 | 0 |  | 0 | 0 |  | 0 | 0 |  | 0 | 0 |  | 0 | 0 |  | 0 | 0 |  | 0 | 0 |  | 0 | 0 |  | 0 | 0 |  | 0 | 0 |  | 0 | 0 |  | 0 | 0 |  | 0 | 0 |  | 0 | 0 |  | 0 | 0 |  | 0 | 0 |  | 0 | 0 |  | 0 | 0 |  | 0 | 0 |  | 0 | 0 |  | 0 | 0 |  | 0 | 0 |  | 0 | 0 |  | 0 | 0 |  | 0 | 0 |  | 0 | 0 |  | 0 | 0 |  | 0 | 0
47 | Fascia | KN Crowder | C-110 x Length x Primer Finish |  | 0 |  |  | 0 | 0 |  | 0 | 0 |  | 0 | 0 |  | 0 | 0 |  | 0 | 0 |  | 0 | 0 |  | 0 | 0 |  | 0 | 0 | 1 | 0 | 0 |  | 0 | 0 |  | 0 | 0 |  | 0 | 0 |  | 0 | 0 |  | 0 | 0 |  | 0 | 0 |  | 0 | 0 |  | 0 | 0 |  | 0 | 0 |  | 0 | 0 |  | 0 | 0 |  | 0 | 0 |  | 0 | 0 |  | 0 | 0 |  | 0 | 0 |  | 0 | 0 |  | 0 | 0 |  | 0 | 0 |  | 0 | 0 |  | 0 | 0 |  | 0 | 0 |  | 0 | 0 |  | 0 | 0 |  | 0 | 0 |  | 0 | 0 |  | 0 | 0 |  | 0 | 0 |  | 0 | 0 |  | 0 | 0 |  | 0 | 0 |  | 0 | 0 |  | 0 | 0 |  | 0 | 0 |  | 0 | 0 |  | 0 | 0 |  | 0 | 0 |  | 0 | 0
48 | End Cap | KN Crowder | C-110 x Primer Finish |  | 0 |  |  | 0 | 0 |  | 0 | 0 |  | 0 | 0 |  | 0 | 0 |  | 0 | 0 |  | 0 | 0 |  | 0 | 0 |  | 0 | 0 | 2 | 0 | 0 |  | 0 | 0 |  | 0 | 0 |  | 0 | 0 |  | 0 | 0 |  | 0 | 0 |  | 0 | 0 |  | 0 | 0 |  | 0 | 0 |  | 0 | 0 |  | 0 | 0 |  | 0 | 0 |  | 0 | 0 |  | 0 | 0 |  | 0 | 0 |  | 0 | 0 |  | 0 | 0 |  | 0 | 0 |  | 0 | 0 |  | 0 | 0 |  | 0 | 0 |  | 0 | 0 |  | 0 | 0 |  | 0 | 0 |  | 0 | 0 |  | 0 | 0 |  | 0 | 0 |  | 0 | 0 |  | 0 | 0 |  | 0 | 0 |  | 0 | 0 |  | 0 | 0 |  | 0 | 0 |  | 0 | 0 |  | 0 | 0 |  | 0 | 0 |  | 0 | 0 |  | 0 | 0
49 | Passage Set | Inox | XGT-202-PD9610 x hand | 630 | 0 |  |  | 0 | 0 |  | 0 | 0 |  | 0 | 0 |  | 0 | 0 |  | 0 | 0 |  | 0 | 0 |  | 0 | 0 |  | 0 | 0 | 1 | 0 | 0 |  | 0 | 0 |  | 0 | 0 |  | 0 | 0 |  | 0 | 0 |  | 0 | 0 |  | 0 | 0 |  | 0 | 0 |  | 0 | 0 |  | 0 | 0 |  | 0 | 0 |  | 0 | 0 |  | 0 | 0 |  | 0 | 0 |  | 0 | 0 |  | 0 | 0 |  | 0 | 0 |  | 0 | 0 |  | 0 | 0 |  | 0 | 0 |  | 0 | 0 |  | 0 | 0 |  | 0 | 0 |  | 0 | 0 |  | 0 | 0 |  | 0 | 0 |  | 0 | 0 |  | 0 | 0 |  | 0 | 0 |  | 0 | 0 |  | 0 | 0 |  | 0 | 0 |  | 0 | 0 |  | 0 | 0 |  | 0 | 0 |  | 0 | 0 |  | 0 | 0 |  | 0 | 0
50 | Wall Strike | Inox | WS90L | 630 | 0 |  |  | 0 | 0 |  | 0 | 0 |  | 0 | 0 |  | 0 | 0 |  | 0 | 0 |  | 0 | 0 |  | 0 | 0 |  | 0 | 0 | 1 | 0 | 0 |  | 0 | 0 |  | 0 | 0 |  | 0 | 0 |  | 0 | 0 |  | 0 | 0 |  | 0 | 0 |  | 0 | 0 |  | 0 | 0 |  | 0 | 0 |  | 0 | 0 |  | 0 | 0 |  | 0 | 0 |  | 0 | 0 |  | 0 | 0 |  | 0 | 0 |  | 0 | 0 |  | 0 | 0 |  | 0 | 0 |  | 0 | 0 |  | 0 | 0 |  | 0 | 0 |  | 0 | 0 |  | 0 | 0 |  | 0 | 0 |  | 0 | 0 |  | 0 | 0 |  | 0 | 0 |  | 0 | 0 |  | 0 | 0 |  | 0 | 0 |  | 0 | 0 |  | 0 | 0 |  | 0 | 0 |  | 0 | 0 |  | 0 | 0 |  | 0 | 0 |  | 0 | 0
51 | Closer | Norton | 7500-DA-ST x SN | 689 | 0 |  |  | 0 | 0 |  | 0 | 0 |  | 0 | 0 |  | 0 | 0 |  | 0 | 0 |  | 0 | 0 |  | 0 | 0 |  | 0 | 0 |  | 0 | 0 | 1 | 0 | 0 | 1 | 0 | 0 |  | 0 | 0 |  | 0 | 0 |  | 0 | 0 |  | 0 | 0 |  | 0 | 0 |  | 0 | 0 |  | 0 | 0 |  | 0 | 0 |  | 0 | 0 |  | 0 | 0 |  | 0 | 0 |  | 0 | 0 |  | 0 | 0 |  | 0 | 0 |  | 0 | 0 |  | 0 | 0 |  | 0 | 0 |  | 0 | 0 |  | 0 | 0 |  | 0 | 0 |  | 0 | 0 |  | 0 | 0 |  | 0 | 0 |  | 0 | 0 |  | 0 | 0 |  | 0 | 0 |  | 0 | 0 |  | 0 | 0 |  | 0 | 0 |  | 0 | 0 |  | 0 | 0 |  | 0 | 0 |  | 0 | 0 |  | 0 | 0 |  | 0 | 0
52 | Kick Plate | Gallery | (34") GSH 80A-B4E-400mm x width less 38mm | 630 | 2 |  |  | 0 | 0 |  | 0 | 0 |  | 0 | 0 |  | 0 | 0 |  | 0 | 0 |  | 0 | 0 |  | 0 | 0 |  | 0 | 0 |  | 0 | 0 | 1 | 0 | 0 |  | 0 | 0 | 1 | 0 | 0 |  | 0 | 0 |  | 0 | 0 |  | 0 | 0 |  | 0 | 0 | 1 | 1 | 0 |  | 0 | 0 |  | 0 | 0 | 1 | 1 | 0 |  | 0 | 0 |  | 0 | 0 |  | 0 | 0 |  | 0 | 0 |  | 0 | 0 |  | 0 | 0 |  | 0 | 0 |  | 0 | 0 |  | 0 | 0 |  | 0 | 0 |  | 0 | 0 |  | 0 | 0 |  | 0 | 0 |  | 0 | 0 |  | 0 | 0 |  | 0 | 0 |  | 0 | 0 |  | 0 | 0 |  | 0 | 0 |  | 0 | 0 |  | 0 | 0 |  | 0 | 0 |  | 0 | 0 |  | 0 | 0 |  | 0 | 0 |  | 0 | 0
53 | Gasket | Pemko | (18') S88BL x width x 2-height |  | 0 |  |  | 0 | 0 |  | 0 | 0 |  | 0 | 0 |  | 0 | 0 |  | 0 | 0 |  | 0 | 0 |  | 0 | 0 |  | 0 | 0 |  | 0 | 0 |  | 0 | 0 | 1 | 0 | 0 |  | 0 | 0 | 1 | 0 | 0 |  | 0 | 0 |  | 0 | 0 |  | 0 | 0 |  | 0 | 0 |  | 0 | 0 |  | 0 | 0 |  | 0 | 0 |  | 0 | 0 |  | 0 | 0 |  | 0 | 0 |  | 0 | 0 |  | 0 | 0 |  | 0 | 0 |  | 0 | 0 |  | 0 | 0 |  | 0 | 0 |  | 0 | 0 |  | 0 | 0 |  | 0 | 0 |  | 0 | 0 |  | 0 | 0 |  | 0 | 0 |  | 0 | 0 |  | 0 | 0 |  | 0 | 0 |  | 0 | 0 |  | 0 | 0 |  | 0 | 0 |  | 0 | 0 |  | 0 | 0 |  | 0 | 0 |  | 0 | 0 |  | 0 | 0
54 | Closer | Norton | PS7500STH-TB | 689 | 0 |  |  | 0 | 0 |  | 0 | 0 |  | 0 | 0 |  | 0 | 0 |  | 0 | 0 |  | 0 | 0 |  | 0 | 0 |  | 0 | 0 |  | 0 | 0 |  | 0 | 0 |  | 0 | 0 | 1 | 0 | 0 | 1 | 0 | 0 |  | 0 | 0 |  | 0 | 0 |  | 0 | 0 |  | 0 | 0 |  | 0 | 0 |  | 0 | 0 |  | 0 | 0 |  | 0 | 0 |  | 0 | 0 |  | 0 | 0 |  | 0 | 0 |  | 0 | 0 |  | 0 | 0 |  | 0 | 0 |  | 0 | 0 |  | 0 | 0 |  | 0 | 0 |  | 0 | 0 |  | 0 | 0 |  | 0 | 0 |  | 0 | 0 |  | 0 | 0 |  | 0 | 0 |  | 0 | 0 |  | 0 | 0 |  | 0 | 0 |  | 0 | 0 |  | 0 | 0 |  | 0 | 0 |  | 0 | 0 |  | 0 | 0 |  | 0 | 0 |  | 0 | 0
55 | 11247 x width | Rockwood | Push/Pull |  | 0 |  |  | 0 | 0 |  | 0 | 0 |  | 0 | 0 |  | 0 | 0 |  | 0 | 0 |  | 0 | 0 |  | 0 | 0 |  | 0 | 0 |  | 0 | 0 |  | 0 | 0 |  | 0 | 0 |  | 0 | 0 |  | 0 | 0 |  | 0 | 0 | 2 | 0 | 0 |  | 0 | 0 |  | 0 | 0 |  | 0 | 0 |  | 0 | 0 |  | 0 | 0 |  | 0 | 0 |  | 0 | 0 |  | 0 | 0 |  | 0 | 0 |  | 0 | 0 |  | 0 | 0 |  | 0 | 0 |  | 0 | 0 |  | 0 | 0 |  | 0 | 0 |  | 0 | 0 |  | 0 | 0 |  | 0 | 0 |  | 0 | 0 |  | 0 | 0 |  | 0 | 0 |  | 0 | 0 |  | 0 | 0 |  | 0 | 0 |  | 0 | 0 |  | 0 | 0 |  | 0 | 0 |  | 0 | 0 |  | 0 | 0 |  | 0 | 0 |  | 0 | 0
56 | Closer | Norton | PS-7500-ST-DA-TB | 689 | 2 |  |  | 0 | 0 |  | 0 | 0 |  | 0 | 0 |  | 0 | 0 |  | 0 | 0 |  | 0 | 0 |  | 0 | 0 |  | 0 | 0 |  | 0 | 0 |  | 0 | 0 |  | 0 | 0 |  | 0 | 0 |  | 0 | 0 |  | 0 | 0 | 2 | 0 | 0 |  | 0 | 0 | 1 | 1 | 0 | 1 | 1 | 0 |  | 0 | 0 |  | 0 | 0 |  | 0 | 0 |  | 0 | 0 |  | 0 | 0 |  | 0 | 0 |  | 0 | 0 |  | 0 | 0 |  | 0 | 0 |  | 0 | 0 |  | 0 | 0 |  | 0 | 0 |  | 0 | 0 |  | 0 | 0 |  | 0 | 0 |  | 0 | 0 |  | 0 | 0 |  | 0 | 0 |  | 0 | 0 |  | 0 | 0 |  | 0 | 0 |  | 0 | 0 |  | 0 | 0 |  | 0 | 0 |  | 0 | 0 |  | 0 | 0 |  | 0 | 0 |  | 0 | 0
57 | Gasket | Pemko | (19') S88BL x width x 2-height |  | 0 |  |  | 0 | 0 |  | 0 | 0 |  | 0 | 0 |  | 0 | 0 |  | 0 | 0 |  | 0 | 0 |  | 0 | 0 |  | 0 | 0 |  | 0 | 0 |  | 0 | 0 |  | 0 | 0 |  | 0 | 0 |  | 0 | 0 |  | 0 | 0 | 1 | 0 | 0 |  | 0 | 0 |  | 0 | 0 |  | 0 | 0 |  | 0 | 0 |  | 0 | 0 |  | 0 | 0 |  | 0 | 0 |  | 0 | 0 |  | 0 | 0 |  | 0 | 0 |  | 0 | 0 |  | 0 | 0 |  | 0 | 0 |  | 0 | 0 |  | 0 | 0 |  | 0 | 0 |  | 0 | 0 |  | 0 | 0 |  | 0 | 0 |  | 0 | 0 |  | 0 | 0 |  | 0 | 0 |  | 0 | 0 |  | 0 | 0 |  | 0 | 0 |  | 0 | 0 |  | 0 | 0 |  | 0 | 0 |  | 0 | 0 |  | 0 | 0 |  | 0 | 0
58 | Mtg. Stile | Pemko | 351CV x length | 630 | 0 |  |  | 0 | 0 |  | 0 | 0 |  | 0 | 0 |  | 0 | 0 |  | 0 | 0 |  | 0 | 0 |  | 0 | 0 |  | 0 | 0 |  | 0 | 0 |  | 0 | 0 |  | 0 | 0 |  | 0 | 0 |  | 0 | 0 |  | 0 | 0 | 1 | 0 | 0 |  | 0 | 0 |  | 0 | 0 |  | 0 | 0 |  | 0 | 0 |  | 0 | 0 |  | 0 | 0 |  | 0 | 0 |  | 0 | 0 |  | 0 | 0 |  | 0 | 0 |  | 0 | 0 |  | 0 | 0 |  | 0 | 0 |  | 0 | 0 |  | 0 | 0 |  | 0 | 0 |  | 0 | 0 |  | 0 | 0 |  | 0 | 0 |  | 0 | 0 |  | 0 | 0 |  | 0 | 0 |  | 0 | 0 |  | 0 | 0 |  | 0 | 0 |  | 0 | 0 |  | 0 | 0 |  | 0 | 0 |  | 0 | 0 |  | 0 | 0 |  | 0 | 0
59 | Door Bottom | Pemko | (42") 420SL x width | 628 | 0 |  |  | 0 | 0 |  | 0 | 0 |  | 0 | 0 |  | 0 | 0 |  | 0 | 0 |  | 0 | 0 |  | 0 | 0 |  | 0 | 0 |  | 0 | 0 |  | 0 | 0 |  | 0 | 0 |  | 0 | 0 |  | 0 | 0 |  | 0 | 0 | 1 | 0 | 0 |  | 0 | 0 |  | 0 | 0 |  | 0 | 0 |  | 0 | 0 |  | 0 | 0 |  | 0 | 0 |  | 0 | 0 |  | 0 | 0 |  | 0 | 0 |  | 0 | 0 |  | 0 | 0 |  | 0 | 0 |  | 0 | 0 |  | 0 | 0 |  | 0 | 0 |  | 0 | 0 |  | 0 | 0 |  | 0 | 0 |  | 0 | 0 |  | 0 | 0 |  | 0 | 0 |  | 0 | 0 |  | 0 | 0 |  | 0 | 0 |  | 0 | 0 |  | 0 | 0 |  | 0 | 0 |  | 0 | 0 |  | 0 | 0 |  | 0 | 0 |  | 0 | 0
60 | Door Bottom | Pemko | (16") 420SL x width | 628 | 0 |  |  | 0 | 0 |  | 0 | 0 |  | 0 | 0 |  | 0 | 0 |  | 0 | 0 |  | 0 | 0 |  | 0 | 0 |  | 0 | 0 |  | 0 | 0 |  | 0 | 0 |  | 0 | 0 |  | 0 | 0 |  | 0 | 0 |  | 0 | 0 | 1 | 0 | 0 |  | 0 | 0 |  | 0 | 0 |  | 0 | 0 |  | 0 | 0 |  | 0 | 0 |  | 0 | 0 |  | 0 | 0 |  | 0 | 0 |  | 0 | 0 |  | 0 | 0 |  | 0 | 0 |  | 0 | 0 |  | 0 | 0 |  | 0 | 0 |  | 0 | 0 |  | 0 | 0 |  | 0 | 0 |  | 0 | 0 |  | 0 | 0 |  | 0 | 0 |  | 0 | 0 |  | 0 | 0 |  | 0 | 0 |  | 0 | 0 |  | 0 | 0 |  | 0 | 0 |  | 0 | 0 |  | 0 | 0 |  | 0 | 0 |  | 0 | 0 |  | 0 | 0
61 | Stop | Pemko | ERS-84C-HT-hand-Torx |  | 0 |  |  | 0 | 0 |  | 0 | 0 |  | 0 | 0 |  | 0 | 0 |  | 0 | 0 |  | 0 | 0 |  | 0 | 0 |  | 0 | 0 |  | 0 | 0 |  | 0 | 0 |  | 0 | 0 |  | 0 | 0 |  | 0 | 0 |  | 0 | 0 |  | 0 | 0 | 1 | 0 | 0 |  | 0 | 0 |  | 0 | 0 |  | 0 | 0 |  | 0 | 0 |  | 0 | 0 | 1 | 0 | 0 | 1 | 0 | 0 | 1 | 0 | 0 |  | 0 | 0 |  | 0 | 0 |  | 0 | 0 |  | 0 | 0 |  | 0 | 0 |  | 0 | 0 |  | 0 | 0 |  | 0 | 0 |  | 0 | 0 |  | 0 | 0 |  | 0 | 0 |  | 0 | 0 |  | 0 | 0 |  | 0 | 0 |  | 0 | 0 |  | 0 | 0 |  | 0 | 0 |  | 0 | 0 |  | 0 | 0 |  | 0 | 0 |  | 0 | 0 |  | 0 | 0
62 | W/F Stop | Gallery | GSH 200B/218B/231/233 | 630 | 0 |  |  | 0 | 0 |  | 0 | 0 |  | 0 | 0 |  | 0 | 0 |  | 0 | 0 |  | 0 | 0 |  | 0 | 0 |  | 0 | 0 |  | 0 | 0 |  | 0 | 0 |  | 0 | 0 |  | 0 | 0 |  | 0 | 0 |  | 0 | 0 |  | 0 | 0 | 1 | 0 | 0 |  | 0 | 0 |  | 0 | 0 |  | 0 | 0 |  | 0 | 0 |  | 0 | 0 | 1 | 0 | 0 | 1 | 0 | 0 | 1 | 0 | 0 |  | 0 | 0 |  | 0 | 0 |  | 0 | 0 |  | 0 | 0 |  | 0 | 0 |  | 0 | 0 |  | 0 | 0 |  | 0 | 0 |  | 0 | 0 |  | 0 | 0 |  | 0 | 0 |  | 0 | 0 |  | 0 | 0 |  | 0 | 0 |  | 0 | 0 |  | 0 | 0 |  | 0 | 0 |  | 0 | 0 |  | 0 | 0 |  | 0 | 0 |  | 0 | 0 |  | 0 | 0
63 | Hinges | McKinney | T4A3786 4 1/2" x 4 1/2" | 652 | 6 |  |  | 0 | 0 |  | 0 | 0 |  | 0 | 0 |  | 0 | 0 |  | 0 | 0 |  | 0 | 0 |  | 0 | 0 |  | 0 | 0 |  | 0 | 0 |  | 0 | 0 |  | 0 | 0 |  | 0 | 0 |  | 0 | 0 |  | 0 | 0 |  | 0 | 0 |  | 0 | 0 | 3 | 3 | 0 | 3 | 3 | 0 |  | 0 | 0 |  | 0 | 0 |  | 0 | 0 |  | 0 | 0 |  | 0 | 0 |  | 0 | 0 |  | 0 | 0 |  | 0 | 0 |  | 0 | 0 |  | 0 | 0 |  | 0 | 0 |  | 0 | 0 |  | 0 | 0 |  | 0 | 0 |  | 0 | 0 |  | 0 | 0 |  | 0 | 0 |  | 0 | 0 |  | 0 | 0 |  | 0 | 0 |  | 0 | 0 |  | 0 | 0 |  | 0 | 0 |  | 0 | 0 |  | 0 | 0 |  | 0 | 0 |  | 0 | 0 |  | 0 | 0
64 | Kick Plate | Gallery | (30") GSH 80A-B4E-400mm x width less 38mm | 630 | 1 |  |  | 0 | 0 |  | 0 | 0 |  | 0 | 0 |  | 0 | 0 |  | 0 | 0 |  | 0 | 0 |  | 0 | 0 |  | 0 | 0 |  | 0 | 0 |  | 0 | 0 |  | 0 | 0 |  | 0 | 0 |  | 0 | 0 |  | 0 | 0 |  | 0 | 0 |  | 0 | 0 |  | 0 | 0 | 1 | 1 | 0 |  | 0 | 0 |  | 0 | 0 |  | 0 | 0 |  | 0 | 0 |  | 0 | 0 |  | 0 | 0 |  | 0 | 0 |  | 0 | 0 |  | 0 | 0 |  | 0 | 0 |  | 0 | 0 |  | 0 | 0 |  | 0 | 0 |  | 0 | 0 |  | 0 | 0 |  | 0 | 0 |  | 0 | 0 |  | 0 | 0 |  | 0 | 0 |  | 0 | 0 |  | 0 | 0 |  | 0 | 0 |  | 0 | 0 |  | 0 | 0 |  | 0 | 0 |  | 0 | 0 |  | 0 | 0 |  | 0 | 0
65 | Lock Set | Sargent | 8237 x LNJ x hand | 626 | 0 |  |  | 0 | 0 |  | 0 | 0 |  | 0 | 0 |  | 0 | 0 |  | 0 | 0 |  | 0 | 0 |  | 0 | 0 |  | 0 | 0 |  | 0 | 0 |  | 0 | 0 |  | 0 | 0 |  | 0 | 0 |  | 0 | 0 |  | 0 | 0 |  | 0 | 0 |  | 0 | 0 |  | 0 | 0 |  | 0 | 0 | 1 | 0 | 0 |  | 0 | 0 |  | 0 | 0 |  | 0 | 0 |  | 0 | 0 |  | 0 | 0 |  | 0 | 0 |  | 0 | 0 |  | 0 | 0 |  | 0 | 0 |  | 0 | 0 |  | 0 | 0 |  | 0 | 0 |  | 0 | 0 |  | 0 | 0 |  | 0 | 0 |  | 0 | 0 |  | 0 | 0 |  | 0 | 0 |  | 0 | 0 |  | 0 | 0 |  | 0 | 0 |  | 0 | 0 |  | 0 | 0 |  | 0 | 0 |  | 0 | 0 |  | 0 | 0 |  | 0 | 0
66 | W/F Stop | Gallery | GSH 200S/218S/240/250 | 630 | 0 |  |  | 0 | 0 |  | 0 | 0 |  | 0 | 0 |  | 0 | 0 |  | 0 | 0 |  | 0 | 0 |  | 0 | 0 |  | 0 | 0 |  | 0 | 0 |  | 0 | 0 |  | 0 | 0 |  | 0 | 0 |  | 0 | 0 |  | 0 | 0 |  | 0 | 0 |  | 0 | 0 |  | 0 | 0 |  | 0 | 0 | 2 | 0 | 0 |  | 0 | 0 |  | 0 | 0 |  | 0 | 0 |  | 0 | 0 |  | 0 | 0 |  | 0 | 0 |  | 0 | 0 |  | 0 | 0 |  | 0 | 0 |  | 0 | 0 |  | 0 | 0 |  | 0 | 0 |  | 0 | 0 |  | 0 | 0 |  | 0 | 0 |  | 0 | 0 |  | 0 | 0 |  | 0 | 0 |  | 0 | 0 |  | 0 | 0 |  | 0 | 0 |  | 0 | 0 |  | 0 | 0 |  | 0 | 0 |  | 0 | 0 |  | 0 | 0 |  | 0 | 0
67 | Stretch. Plate | Gallery | GSH 80A-B4E-203mm x width less 25mm | 630 | 0 |  |  | 0 | 0 |  | 0 | 0 |  | 0 | 0 |  | 0 | 0 |  | 0 | 0 |  | 0 | 0 |  | 0 | 0 |  | 0 | 0 |  | 0 | 0 |  | 0 | 0 |  | 0 | 0 |  | 0 | 0 |  | 0 | 0 |  | 0 | 0 |  | 0 | 0 |  | 0 | 0 |  | 0 | 0 |  | 0 | 0 | 2 | 0 | 0 |  | 0 | 0 |  | 0 | 0 |  | 0 | 0 |  | 0 | 0 |  | 0 | 0 |  | 0 | 0 |  | 0 | 0 |  | 0 | 0 |  | 0 | 0 |  | 0 | 0 |  | 0 | 0 |  | 0 | 0 |  | 0 | 0 |  | 0 | 0 |  | 0 | 0 |  | 0 | 0 |  | 0 | 0 |  | 0 | 0 |  | 0 | 0 |  | 0 | 0 |  | 0 | 0 |  | 0 | 0 |  | 0 | 0 |  | 0 | 0 |  | 0 | 0 |  | 0 | 0 |  | 0 | 0
68 | Kick Plate | Gallery | (11") GSH 80A-B4E-400mm x width less 38mm |  | 0 |  |  | 0 | 0 |  | 0 | 0 |  | 0 | 0 |  | 0 | 0 |  | 0 | 0 |  | 0 | 0 |  | 0 | 0 |  | 0 | 0 |  | 0 | 0 |  | 0 | 0 |  | 0 | 0 |  | 0 | 0 |  | 0 | 0 |  | 0 | 0 |  | 0 | 0 |  | 0 | 0 |  | 0 | 0 |  | 0 | 0 | 1 | 0 | 0 |  | 0 | 0 |  | 0 | 0 |  | 0 | 0 |  | 0 | 0 |  | 0 | 0 |  | 0 | 0 |  | 0 | 0 |  | 0 | 0 |  | 0 | 0 |  | 0 | 0 |  | 0 | 0 |  | 0 | 0 |  | 0 | 0 |  | 0 | 0 |  | 0 | 0 |  | 0 | 0 |  | 0 | 0 |  | 0 | 0 |  | 0 | 0 |  | 0 | 0 |  | 0 | 0 |  | 0 | 0 |  | 0 | 0 |  | 0 | 0 |  | 0 | 0 |  | 0 | 0 |  | 0 | 0
69 | Closer | Norton | 7500-DA-ST-TB | 689 | 1 |  |  | 0 | 0 |  | 0 | 0 |  | 0 | 0 |  | 0 | 0 |  | 0 | 0 |  | 0 | 0 |  | 0 | 0 |  | 0 | 0 |  | 0 | 0 |  | 0 | 0 |  | 0 | 0 |  | 0 | 0 |  | 0 | 0 |  | 0 | 0 |  | 0 | 0 |  | 0 | 0 |  | 0 | 0 |  | 0 | 0 |  | 0 | 0 | 1 | 1 | 0 |  | 0 | 0 |  | 0 | 0 |  | 0 | 0 |  | 0 | 0 |  | 0 | 0 |  | 0 | 0 |  | 0 | 0 |  | 0 | 0 |  | 0 | 0 |  | 0 | 0 |  | 0 | 0 |  | 0 | 0 |  | 0 | 0 |  | 0 | 0 |  | 0 | 0 |  | 0 | 0 |  | 0 | 0 |  | 0 | 0 |  | 0 | 0 |  | 0 | 0 |  | 0 | 0 |  | 0 | 0 |  | 0 | 0 |  | 0 | 0 |  | 0 | 0 |  | 0 | 0
70 | Gasket | Pemko | (17') 312CR x width x 2-height | 628 | 1 |  |  | 0 | 0 |  | 0 | 0 |  | 0 | 0 |  | 0 | 0 |  | 0 | 0 |  | 0 | 0 |  | 0 | 0 |  | 0 | 0 |  | 0 | 0 |  | 0 | 0 |  | 0 | 0 |  | 0 | 0 |  | 0 | 0 |  | 0 | 0 |  | 0 | 0 |  | 0 | 0 |  | 0 | 0 |  | 0 | 0 |  | 0 | 0 | 1 | 1 | 0 |  | 0 | 0 |  | 0 | 0 |  | 0 | 0 |  | 0 | 0 |  | 0 | 0 |  | 0 | 0 |  | 0 | 0 |  | 0 | 0 |  | 0 | 0 |  | 0 | 0 |  | 0 | 0 |  | 0 | 0 |  | 0 | 0 |  | 0 | 0 |  | 0 | 0 |  | 0 | 0 |  | 0 | 0 |  | 0 | 0 |  | 0 | 0 |  | 0 | 0 |  | 0 | 0 |  | 0 | 0 |  | 0 | 0 |  | 0 | 0 |  | 0 | 0 |  | 0 | 0
71 | Passage Set | Sargent | 10XG15 -LL | 626 | 0 |  |  | 0 | 0 |  | 0 | 0 |  | 0 | 0 |  | 0 | 0 |  | 0 | 0 |  | 0 | 0 |  | 0 | 0 |  | 0 | 0 |  | 0 | 0 |  | 0 | 0 |  | 0 | 0 |  | 0 | 0 |  | 0 | 0 |  | 0 | 0 |  | 0 | 0 |  | 0 | 0 |  | 0 | 0 |  | 0 | 0 |  | 0 | 0 |  | 0 | 0 |  | 0 | 0 | 1 | 0 | 0 |  | 0 | 0 |  | 0 | 0 |  | 0 | 0 |  | 0 | 0 |  | 0 | 0 |  | 0 | 0 |  | 0 | 0 |  | 0 | 0 |  | 0 | 0 |  | 0 | 0 |  | 0 | 0 |  | 0 | 0 |  | 0 | 0 |  | 0 | 0 |  | 0 | 0 |  | 0 | 0 |  | 0 | 0 |  | 0 | 0 |  | 0 | 0 |  | 0 | 0 |  | 0 | 0 |  | 0 | 0 |  | 0 | 0 |  | 0 | 0
72 | Ind. Lock Set | Sargent | V21-8257 x LNJ | 626 | 0 |  |  | 0 | 0 |  | 0 | 0 |  | 0 | 0 |  | 0 | 0 |  | 0 | 0 |  | 0 | 0 |  | 0 | 0 |  | 0 | 0 |  | 0 | 0 |  | 0 | 0 |  | 0 | 0 |  | 0 | 0 |  | 0 | 0 |  | 0 | 0 |  | 0 | 0 |  | 0 | 0 |  | 0 | 0 |  | 0 | 0 |  | 0 | 0 |  | 0 | 0 |  | 0 | 0 |  | 0 | 0 | 1 | 0 | 0 |  | 0 | 0 |  | 0 | 0 |  | 0 | 0 |  | 0 | 0 |  | 0 | 0 |  | 0 | 0 |  | 0 | 0 |  | 0 | 0 |  | 0 | 0 |  | 0 | 0 |  | 0 | 0 |  | 0 | 0 |  | 0 | 0 |  | 0 | 0 |  | 0 | 0 |  | 0 | 0 |  | 0 | 0 |  | 0 | 0 |  | 0 | 0 |  | 0 | 0 |  | 0 | 0 |  | 0 | 0 |  | 0 | 0
73 | Lock Set | Sargent | 55-56-8204 x LNJ x hand (Less Cylinder) | 626 | 0 |  |  | 0 | 0 |  | 0 | 0 |  | 0 | 0 |  | 0 | 0 |  | 0 | 0 |  | 0 | 0 |  | 0 | 0 |  | 0 | 0 |  | 0 | 0 |  | 0 | 0 |  | 0 | 0 |  | 0 | 0 |  | 0 | 0 |  | 0 | 0 |  | 0 | 0 |  | 0 | 0 |  | 0 | 0 |  | 0 | 0 |  | 0 | 0 |  | 0 | 0 |  | 0 | 0 |  | 0 | 0 |  | 0 | 0 | 1 | 0 | 0 |  | 0 | 0 |  | 0 | 0 |  | 0 | 0 |  | 0 | 0 |  | 0 | 0 |  | 0 | 0 |  | 0 | 0 |  | 0 | 0 |  | 0 | 0 |  | 0 | 0 |  | 0 | 0 |  | 0 | 0 |  | 0 | 0 |  | 0 | 0 |  | 0 | 0 |  | 0 | 0 |  | 0 | 0 |  | 0 | 0 |  | 0 | 0 |  | 0 | 0 |  | 0 | 0 |  | 0 | 0
74 | Morise Cylender | Lawrence | 8700 Series Coin Turn Cylinder | 626 | 0 |  |  | 0 | 0 |  | 0 | 0 |  | 0 | 0 |  | 0 | 0 |  | 0 | 0 |  | 0 | 0 |  | 0 | 0 |  | 0 | 0 |  | 0 | 0 |  | 0 | 0 |  | 0 | 0 |  | 0 | 0 |  | 0 | 0 |  | 0 | 0 |  | 0 | 0 |  | 0 | 0 |  | 0 | 0 |  | 0 | 0 |  | 0 | 0 |  | 0 | 0 |  | 0 | 0 |  | 0 | 0 |  | 0 | 0 | 1 | 0 | 0 |  | 0 | 0 |  | 0 | 0 |  | 0 | 0 |  | 0 | 0 |  | 0 | 0 |  | 0 | 0 |  | 0 | 0 |  | 0 | 0 |  | 0 | 0 |  | 0 | 0 |  | 0 | 0 |  | 0 | 0 |  | 0 | 0 |  | 0 | 0 |  | 0 | 0 |  | 0 | 0 |  | 0 | 0 |  | 0 | 0 |  | 0 | 0 |  | 0 | 0 |  | 0 | 0 |  | 0 | 0
75 | Operator | Record | 8100 RH CLR STD BREAKOUT | 627 | 0 |  |  | 0 | 0 |  | 0 | 0 |  | 0 | 0 |  | 0 | 0 |  | 0 | 0 |  | 0 | 0 |  | 0 | 0 |  | 0 | 0 |  | 0 | 0 |  | 0 | 0 |  | 0 | 0 |  | 0 | 0 |  | 0 | 0 |  | 0 | 0 |  | 0 | 0 |  | 0 | 0 |  | 0 | 0 |  | 0 | 0 |  | 0 | 0 |  | 0 | 0 |  | 0 | 0 |  | 0 | 0 |  | 0 | 0 | 1 | 0 | 0 |  | 0 | 0 |  | 0 | 0 |  | 0 | 0 |  | 0 | 0 |  | 0 | 0 |  | 0 | 0 |  | 0 | 0 |  | 0 | 0 |  | 0 | 0 |  | 0 | 0 |  | 0 | 0 |  | 0 | 0 |  | 0 | 0 |  | 0 | 0 |  | 0 | 0 |  | 0 | 0 |  | 0 | 0 |  | 0 | 0 |  | 0 | 0 |  | 0 | 0 |  | 0 | 0 |  | 0 | 0
76 | Actuator | Camden | CM-7536VR/4 ‘Push To Open’ | 630 | 0 |  |  | 0 | 0 |  | 0 | 0 |  | 0 | 0 |  | 0 | 0 |  | 0 | 0 |  | 0 | 0 |  | 0 | 0 |  | 0 | 0 |  | 0 | 0 |  | 0 | 0 |  | 0 | 0 |  | 0 | 0 |  | 0 | 0 |  | 0 | 0 |  | 0 | 0 |  | 0 | 0 |  | 0 | 0 |  | 0 | 0 |  | 0 | 0 |  | 0 | 0 |  | 0 | 0 |  | 0 | 0 |  | 0 | 0 | 2 | 0 | 0 |  | 0 | 0 |  | 0 | 0 |  | 0 | 0 |  | 0 | 0 |  | 0 | 0 |  | 0 | 0 |  | 0 | 0 |  | 0 | 0 |  | 0 | 0 |  | 0 | 0 |  | 0 | 0 |  | 0 | 0 |  | 0 | 0 |  | 0 | 0 |  | 0 | 0 |  | 0 | 0 |  | 0 | 0 |  | 0 | 0 |  | 0 | 0 |  | 0 | 0 |  | 0 | 0 |  | 0 | 0
77 | Actuator | Camden | CM-7536VR/8B ‘Push To Lock’ (red) | 630 | 0 |  |  | 0 | 0 |  | 0 | 0 |  | 0 | 0 |  | 0 | 0 |  | 0 | 0 |  | 0 | 0 |  | 0 | 0 |  | 0 | 0 |  | 0 | 0 |  | 0 | 0 |  | 0 | 0 |  | 0 | 0 |  | 0 | 0 |  | 0 | 0 |  | 0 | 0 |  | 0 | 0 |  | 0 | 0 |  | 0 | 0 |  | 0 | 0 |  | 0 | 0 |  | 0 | 0 |  | 0 | 0 |  | 0 | 0 | 1 | 0 | 0 |  | 0 | 0 |  | 0 | 0 |  | 0 | 0 |  | 0 | 0 |  | 0 | 0 |  | 0 | 0 |  | 0 | 0 |  | 0 | 0 |  | 0 | 0 |  | 0 | 0 |  | 0 | 0 |  | 0 | 0 |  | 0 | 0 |  | 0 | 0 |  | 0 | 0 |  | 0 | 0 |  | 0 | 0 |  | 0 | 0 |  | 0 | 0 |  | 0 | 0 |  | 0 | 0 |  | 0 | 0
78 | Annunciator | Camden | CM-AF503 (‘Occupied’ - red) | 630 | 0 |  |  | 0 | 0 |  | 0 | 0 |  | 0 | 0 |  | 0 | 0 |  | 0 | 0 |  | 0 | 0 |  | 0 | 0 |  | 0 | 0 |  | 0 | 0 |  | 0 | 0 |  | 0 | 0 |  | 0 | 0 |  | 0 | 0 |  | 0 | 0 |  | 0 | 0 |  | 0 | 0 |  | 0 | 0 |  | 0 | 0 |  | 0 | 0 |  | 0 | 0 |  | 0 | 0 |  | 0 | 0 |  | 0 | 0 | 2 | 0 | 0 |  | 0 | 0 |  | 0 | 0 |  | 0 | 0 |  | 0 | 0 |  | 0 | 0 |  | 0 | 0 |  | 0 | 0 |  | 0 | 0 |  | 0 | 0 |  | 0 | 0 |  | 0 | 0 |  | 0 | 0 |  | 0 | 0 |  | 0 | 0 |  | 0 | 0 |  | 0 | 0 |  | 0 | 0 |  | 0 | 0 |  | 0 | 0 |  | 0 | 0 |  | 0 | 0 |  | 0 | 0
79 | Key Switch | Securitron | MKN | 630 | 0 |  |  | 0 | 0 |  | 0 | 0 |  | 0 | 0 |  | 0 | 0 |  | 0 | 0 |  | 0 | 0 |  | 0 | 0 |  | 0 | 0 |  | 0 | 0 |  | 0 | 0 |  | 0 | 0 |  | 0 | 0 |  | 0 | 0 |  | 0 | 0 |  | 0 | 0 |  | 0 | 0 |  | 0 | 0 |  | 0 | 0 |  | 0 | 0 |  | 0 | 0 |  | 0 | 0 |  | 0 | 0 |  | 0 | 0 | 1 | 0 | 0 |  | 0 | 0 |  | 0 | 0 |  | 0 | 0 |  | 0 | 0 |  | 0 | 0 |  | 0 | 0 |  | 0 | 0 |  | 0 | 0 |  | 0 | 0 |  | 0 | 0 |  | 0 | 0 |  | 0 | 0 |  | 0 | 0 |  | 0 | 0 |  | 0 | 0 |  | 0 | 0 |  | 0 | 0 |  | 0 | 0 |  | 0 | 0 |  | 0 | 0 |  | 0 | 0 |  | 0 | 0
80 | Ball Contact | Edwards | 45 |  | 0 |  |  | 0 | 0 |  | 0 | 0 |  | 0 | 0 |  | 0 | 0 |  | 0 | 0 |  | 0 | 0 |  | 0 | 0 |  | 0 | 0 |  | 0 | 0 |  | 0 | 0 |  | 0 | 0 |  | 0 | 0 |  | 0 | 0 |  | 0 | 0 |  | 0 | 0 |  | 0 | 0 |  | 0 | 0 |  | 0 | 0 |  | 0 | 0 |  | 0 | 0 |  | 0 | 0 |  | 0 | 0 |  | 0 | 0 | 1 | 0 | 0 |  | 0 | 0 |  | 0 | 0 |  | 0 | 0 |  | 0 | 0 |  | 0 | 0 |  | 0 | 0 |  | 0 | 0 |  | 0 | 0 |  | 0 | 0 |  | 0 | 0 |  | 0 | 0 |  | 0 | 0 |  | 0 | 0 |  | 0 | 0 |  | 0 | 0 |  | 0 | 0 |  | 0 | 0 |  | 0 | 0 |  | 0 | 0 |  | 0 | 0 |  | 0 | 0 |  | 0 | 0
81 | Trans. Cable | Camden | CM-PT38 | CA | 0 |  |  | 0 | 0 |  | 0 | 0 |  | 0 | 0 |  | 0 | 0 |  | 0 | 0 |  | 0 | 0 |  | 0 | 0 |  | 0 | 0 |  | 0 | 0 |  | 0 | 0 |  | 0 | 0 |  | 0 | 0 |  | 0 | 0 |  | 0 | 0 |  | 0 | 0 |  | 0 | 0 |  | 0 | 0 |  | 0 | 0 |  | 0 | 0 |  | 0 | 0 |  | 0 | 0 |  | 0 | 0 |  | 0 | 0 | 1 | 0 | 0 |  | 0 | 0 |  | 0 | 0 |  | 0 | 0 |  | 0 | 0 |  | 0 | 0 |  | 0 | 0 |  | 0 | 0 |  | 0 | 0 |  | 0 | 0 |  | 0 | 0 |  | 0 | 0 |  | 0 | 0 |  | 0 | 0 |  | 0 | 0 |  | 0 | 0 |  | 0 | 0 |  | 0 | 0 |  | 0 | 0 |  | 0 | 0 |  | 0 | 0 |  | 0 | 0 |  | 0 | 0
82 | Controller | Camden | CX-33 | 630 | 0 |  |  | 0 | 0 |  | 0 | 0 |  | 0 | 0 |  | 0 | 0 |  | 0 | 0 |  | 0 | 0 |  | 0 | 0 |  | 0 | 0 |  | 0 | 0 |  | 0 | 0 |  | 0 | 0 |  | 0 | 0 |  | 0 | 0 |  | 0 | 0 |  | 0 | 0 |  | 0 | 0 |  | 0 | 0 |  | 0 | 0 |  | 0 | 0 |  | 0 | 0 |  | 0 | 0 |  | 0 | 0 |  | 0 | 0 | 1 | 0 | 0 |  | 0 | 0 |  | 0 | 0 |  | 0 | 0 |  | 0 | 0 |  | 0 | 0 |  | 0 | 0 |  | 0 | 0 |  | 0 | 0 |  | 0 | 0 |  | 0 | 0 |  | 0 | 0 |  | 0 | 0 |  | 0 | 0 |  | 0 | 0 |  | 0 | 0 |  | 0 | 0 |  | 0 | 0 |  | 0 | 0 |  | 0 | 0 |  | 0 | 0 |  | 0 | 0 |  | 0 | 0
83 | Latch. Relay |  | By Others (for ball contact) |  | 0 |  |  | 0 | 0 |  | 0 | 0 |  | 0 | 0 |  | 0 | 0 |  | 0 | 0 |  | 0 | 0 |  | 0 | 0 |  | 0 | 0 |  | 0 | 0 |  | 0 | 0 |  | 0 | 0 |  | 0 | 0 |  | 0 | 0 |  | 0 | 0 |  | 0 | 0 |  | 0 | 0 |  | 0 | 0 |  | 0 | 0 |  | 0 | 0 |  | 0 | 0 |  | 0 | 0 |  | 0 | 0 |  | 0 | 0 | 1 | 0 | 0 |  | 0 | 0 |  | 0 | 0 |  | 0 | 0 |  | 0 | 0 |  | 0 | 0 |  | 0 | 0 |  | 0 | 0 |  | 0 | 0 |  | 0 | 0 |  | 0 | 0 |  | 0 | 0 |  | 0 | 0 |  | 0 | 0 |  | 0 | 0 |  | 0 | 0 |  | 0 | 0 |  | 0 | 0 |  | 0 | 0 |  | 0 | 0 |  | 0 | 0 |  | 0 | 0 |  | 0 | 0
84 | Kick Plate | Gallery | (40") GSH 80A-B4E-400mm x width less 38mm | 630 | 0 |  |  | 0 | 0 |  | 0 | 0 |  | 0 | 0 |  | 0 | 0 |  | 0 | 0 |  | 0 | 0 |  | 0 | 0 |  | 0 | 0 |  | 0 | 0 |  | 0 | 0 |  | 0 | 0 |  | 0 | 0 |  | 0 | 0 |  | 0 | 0 |  | 0 | 0 |  | 0 | 0 |  | 0 | 0 |  | 0 | 0 |  | 0 | 0 |  | 0 | 0 |  | 0 | 0 |  | 0 | 0 |  | 0 | 0 | 1 | 0 | 0 |  | 0 | 0 |  | 0 | 0 |  | 0 | 0 |  | 0 | 0 |  | 0 | 0 |  | 0 | 0 |  | 0 | 0 |  | 0 | 0 |  | 0 | 0 |  | 0 | 0 |  | 0 | 0 |  | 0 | 0 |  | 0 | 0 |  | 0 | 0 |  | 0 | 0 |  | 0 | 0 |  | 0 | 0 |  | 0 | 0 |  | 0 | 0 |  | 0 | 0 |  | 0 | 0 |  | 0 | 0
85 | Smoke Seal | Pemko | (18')18041CSB x width | 627 | 0 |  |  | 0 | 0 |  | 0 | 0 |  | 0 | 0 |  | 0 | 0 |  | 0 | 0 |  | 0 | 0 |  | 0 | 0 |  | 0 | 0 |  | 0 | 0 |  | 0 | 0 |  | 0 | 0 |  | 0 | 0 |  | 0 | 0 |  | 0 | 0 |  | 0 | 0 |  | 0 | 0 |  | 0 | 0 |  | 0 | 0 |  | 0 | 0 |  | 0 | 0 |  | 0 | 0 |  | 0 | 0 |  | 0 | 0 | 2 | 0 | 0 |  | 0 | 0 |  | 0 | 0 |  | 0 | 0 |  | 0 | 0 |  | 0 | 0 |  | 0 | 0 |  | 0 | 0 |  | 0 | 0 |  | 0 | 0 |  | 0 | 0 |  | 0 | 0 |  | 0 | 0 |  | 0 | 0 |  | 0 | 0 |  | 0 | 0 |  | 0 | 0 |  | 0 | 0 |  | 0 | 0 |  | 0 | 0 |  | 0 | 0 |  | 0 | 0 |  | 0 | 0
86 |  |  |  |  | 0 |  |  | 0 | 0 |  | 0 | 0 |  | 0 | 0 |  | 0 | 0 |  | 0 | 0 |  | 0 | 0 |  | 0 | 0 |  | 0 | 0 |  | 0 | 0 |  | 0 | 0 |  | 0 | 0 |  | 0 | 0 |  | 0 | 0 |  | 0 | 0 |  | 0 | 0 |  | 0 | 0 |  | 0 | 0 |  | 0 | 0 |  | 0 | 0 |  | 0 | 0 |  | 0 | 0 |  | 0 | 0 |  | 0 | 0 |  | 0 | 0 |  | 0 | 0 |  | 0 | 0 |  | 0 | 0 |  | 0 | 0 |  | 0 | 0 |  | 0 | 0 |  | 0 | 0 |  | 0 | 0 |  | 0 | 0 |  | 0 | 0 |  | 0 | 0 |  | 0 | 0 |  | 0 | 0 |  | 0 | 0 |  | 0 | 0 |  | 0 | 0 |  | 0 | 0 |  | 0 | 0 |  | 0 | 0 |  | 0 | 0 |  | 0 | 0 |  | 0 | 0
87 |  |  |  |  | 0 |  |  | 0 | 0 |  | 0 | 0 |  | 0 | 0 |  | 0 | 0 |  | 0 | 0 |  | 0 | 0 |  | 0 | 0 |  | 0 | 0 |  | 0 | 0 |  | 0 | 0 |  | 0 | 0 |  | 0 | 0 |  | 0 | 0 |  | 0 | 0 |  | 0 | 0 |  | 0 | 0 |  | 0 | 0 |  | 0 | 0 |  | 0 | 0 |  | 0 | 0 |  | 0 | 0 |  | 0 | 0 |  | 0 | 0 |  | 0 | 0 |  | 0 | 0 |  | 0 | 0 |  | 0 | 0 |  | 0 | 0 |  | 0 | 0 |  | 0 | 0 |  | 0 | 0 |  | 0 | 0 |  | 0 | 0 |  | 0 | 0 |  | 0 | 0 |  | 0 | 0 |  | 0 | 0 |  | 0 | 0 |  | 0 | 0 |  | 0 | 0 |  | 0 | 0 |  | 0 | 0 |  | 0 | 0 |  | 0 | 0 |  | 0 | 0 |  | 0 | 0
88 |  |  |  |  | 0 |  |  | 0 | 0 |  | 0 | 0 |  | 0 | 0 |  | 0 | 0 |  | 0 | 0 |  | 0 | 0 |  | 0 | 0 |  | 0 | 0 |  | 0 | 0 |  | 0 | 0 |  | 0 | 0 |  | 0 | 0 |  | 0 | 0 |  | 0 | 0 |  | 0 | 0 |  | 0 | 0 |  | 0 | 0 |  | 0 | 0 |  | 0 | 0 |  | 0 | 0 |  | 0 | 0 |  | 0 | 0 |  | 0 | 0 |  | 0 | 0 |  | 0 | 0 |  | 0 | 0 |  | 0 | 0 |  | 0 | 0 |  | 0 | 0 |  | 0 | 0 |  | 0 | 0 |  | 0 | 0 |  | 0 | 0 |  | 0 | 0 |  | 0 | 0 |  | 0 | 0 |  | 0 | 0 |  | 0 | 0 |  | 0 | 0 |  | 0 | 0 |  | 0 | 0 |  | 0 | 0 |  | 0 | 0 |  | 0 | 0 |  | 0 | 0 |  | 0 | 0
89 |  |  |  |  | 0 |  |  | 0 | 0 |  | 0 | 0 |  | 0 | 0 |  | 0 | 0 |  | 0 | 0 |  | 0 | 0 |  | 0 | 0 |  | 0 | 0 |  | 0 | 0 |  | 0 | 0 |  | 0 | 0 |  | 0 | 0 |  | 0 | 0 |  | 0 | 0 |  | 0 | 0 |  | 0 | 0 |  | 0 | 0 |  | 0 | 0 |  | 0 | 0 |  | 0 | 0 |  | 0 | 0 |  | 0 | 0 |  | 0 | 0 |  | 0 | 0 |  | 0 | 0 |  | 0 | 0 |  | 0 | 0 |  | 0 | 0 |  | 0 | 0 |  | 0 | 0 |  | 0 | 0 |  | 0 | 0 |  | 0 | 0 |  | 0 | 0 |  | 0 | 0 |  | 0 | 0 |  | 0 | 0 |  | 0 | 0 |  | 0 | 0 |  | 0 | 0 |  | 0 | 0 |  | 0 | 0 |  | 0 | 0 |  | 0 | 0 |  | 0 | 0 |  | 0 | 0
90 |  |  |  |  | 0 |  |  | 0 | 0 |  | 0 | 0 |  | 0 | 0 |  | 0 | 0 |  | 0 | 0 |  | 0 | 0 |  | 0 | 0 |  | 0 | 0 |  | 0 | 0 |  | 0 | 0 |  | 0 | 0 |  | 0 | 0 |  | 0 | 0 |  | 0 | 0 |  | 0 | 0 |  | 0 | 0 |  | 0 | 0 |  | 0 | 0 |  | 0 | 0 |  | 0 | 0 |  | 0 | 0 |  | 0 | 0 |  | 0 | 0 |  | 0 | 0 |  | 0 | 0 |  | 0 | 0 |  | 0 | 0 |  | 0 | 0 |  | 0 | 0 |  | 0 | 0 |  | 0 | 0 |  | 0 | 0 |  | 0 | 0 |  | 0 | 0 |  | 0 | 0 |  | 0 | 0 |  | 0 | 0 |  | 0 | 0 |  | 0 | 0 |  | 0 | 0 |  | 0 | 0 |  | 0 | 0 |  | 0 | 0 |  | 0 | 0 |  | 0 | 0 |  | 0 | 0
91 |  |  |  |  | 0 |  |  | 0 | 0 |  | 0 | 0 |  | 0 | 0 |  | 0 | 0 |  | 0 | 0 |  | 0 | 0 |  | 0 | 0 |  | 0 | 0 |  | 0 | 0 |  | 0 | 0 |  | 0 | 0 |  | 0 | 0 |  | 0 | 0 |  | 0 | 0 |  | 0 | 0 |  | 0 | 0 |  | 0 | 0 |  | 0 | 0 |  | 0 | 0 |  | 0 | 0 |  | 0 | 0 |  | 0 | 0 |  | 0 | 0 |  | 0 | 0 |  | 0 | 0 |  | 0 | 0 |  | 0 | 0 |  | 0 | 0 |  | 0 | 0 |  | 0 | 0 |  | 0 | 0 |  | 0 | 0 |  | 0 | 0 |  | 0 | 0 |  | 0 | 0 |  | 0 | 0 |  | 0 | 0 |  | 0 | 0 |  | 0 | 0 |  | 0 | 0 |  | 0 | 0 |  | 0 | 0 |  | 0 | 0 |  | 0 | 0 |  | 0 | 0 |  | 0 | 0
92 |  |  |  |  | 0 |  |  | 0 | 0 |  | 0 | 0 |  | 0 | 0 |  | 0 | 0 |  | 0 | 0 |  | 0 | 0 |  | 0 | 0 |  | 0 | 0 |  | 0 | 0 |  | 0 | 0 |  | 0 | 0 |  | 0 | 0 |  | 0 | 0 |  | 0 | 0 |  | 0 | 0 |  | 0 | 0 |  | 0 | 0 |  | 0 | 0 |  | 0 | 0 |  | 0 | 0 |  | 0 | 0 |  | 0 | 0 |  | 0 | 0 |  | 0 | 0 |  | 0 | 0 |  | 0 | 0 |  | 0 | 0 |  | 0 | 0 |  | 0 | 0 |  | 0 | 0 |  | 0 | 0 |  | 0 | 0 |  | 0 | 0 |  | 0 | 0 |  | 0 | 0 |  | 0 | 0 |  | 0 | 0 |  | 0 | 0 |  | 0 | 0 |  | 0 | 0 |  | 0 | 0 |  | 0 | 0 |  | 0 | 0 |  | 0 | 0 |  | 0 | 0 |  | 0 | 0
93 |  |  |  |  | 0 |  |  | 0 | 0 |  | 0 | 0 |  | 0 | 0 |  | 0 | 0 |  | 0 | 0 |  | 0 | 0 |  | 0 | 0 |  | 0 | 0 |  | 0 | 0 |  | 0 | 0 |  | 0 | 0 |  | 0 | 0 |  | 0 | 0 |  | 0 | 0 |  | 0 | 0 |  | 0 | 0 |  | 0 | 0 |  | 0 | 0 |  | 0 | 0 |  | 0 | 0 |  | 0 | 0 |  | 0 | 0 |  | 0 | 0 |  | 0 | 0 |  | 0 | 0 |  | 0 | 0 |  | 0 | 0 |  | 0 | 0 |  | 0 | 0 |  | 0 | 0 |  | 0 | 0 |  | 0 | 0 |  | 0 | 0 |  | 0 | 0 |  | 0 | 0 |  | 0 | 0 |  | 0 | 0 |  | 0 | 0 |  | 0 | 0 |  | 0 | 0 |  | 0 | 0 |  | 0 | 0 |  | 0 | 0 |  | 0 | 0 |  | 0 | 0 |  | 0 | 0
94 |  |  |  |  | 0 |  |  | 0 | 0 |  | 0 | 0 |  | 0 | 0 |  | 0 | 0 |  | 0 | 0 |  | 0 | 0 |  | 0 | 0 |  | 0 | 0 |  | 0 | 0 |  | 0 | 0 |  | 0 | 0 |  | 0 | 0 |  | 0 | 0 |  | 0 | 0 |  | 0 | 0 |  | 0 | 0 |  | 0 | 0 |  | 0 | 0 |  | 0 | 0 |  | 0 | 0 |  | 0 | 0 |  | 0 | 0 |  | 0 | 0 |  | 0 | 0 |  | 0 | 0 |  | 0 | 0 |  | 0 | 0 |  | 0 | 0 |  | 0 | 0 |  | 0 | 0 |  | 0 | 0 |  | 0 | 0 |  | 0 | 0 |  | 0 | 0 |  | 0 | 0 |  | 0 | 0 |  | 0 | 0 |  | 0 | 0 |  | 0 | 0 |  | 0 | 0 |  | 0 | 0 |  | 0 | 0 |  | 0 | 0 |  | 0 | 0 |  | 0 | 0 |  | 0 | 0
95 |  |  |  |  | 0 |  |  | 0 | 0 |  | 0 | 0 |  | 0 | 0 |  | 0 | 0 |  | 0 | 0 |  | 0 | 0 |  | 0 | 0 |  | 0 | 0 |  | 0 | 0 |  | 0 | 0 |  | 0 | 0 |  | 0 | 0 |  | 0 | 0 |  | 0 | 0 |  | 0 | 0 |  | 0 | 0 |  | 0 | 0 |  | 0 | 0 |  | 0 | 0 |  | 0 | 0 |  | 0 | 0 |  | 0 | 0 |  | 0 | 0 |  | 0 | 0 |  | 0 | 0 |  | 0 | 0 |  | 0 | 0 |  | 0 | 0 |  | 0 | 0 |  | 0 | 0 |  | 0 | 0 |  | 0 | 0 |  | 0 | 0 |  | 0 | 0 |  | 0 | 0 |  | 0 | 0 |  | 0 | 0 |  | 0 | 0 |  | 0 | 0 |  | 0 | 0 |  | 0 | 0 |  | 0 | 0 |  | 0 | 0 |  | 0 | 0 |  | 0 | 0 |  | 0 | 0
96 |  |  |  |  | 0 |  |  | 0 | 0 |  | 0 | 0 |  | 0 | 0 |  | 0 | 0 |  | 0 | 0 |  | 0 | 0 |  | 0 | 0 |  | 0 | 0 |  | 0 | 0 |  | 0 | 0 |  | 0 | 0 |  | 0 | 0 |  | 0 | 0 |  | 0 | 0 |  | 0 | 0 |  | 0 | 0 |  | 0 | 0 |  | 0 | 0 |  | 0 | 0 |  | 0 | 0 |  | 0 | 0 |  | 0 | 0 |  | 0 | 0 |  | 0 | 0 |  | 0 | 0 |  | 0 | 0 |  | 0 | 0 |  | 0 | 0 |  | 0 | 0 |  | 0 | 0 |  | 0 | 0 |  | 0 | 0 |  | 0 | 0 |  | 0 | 0 |  | 0 | 0 |  | 0 | 0 |  | 0 | 0 |  | 0 | 0 |  | 0 | 0 |  | 0 | 0 |  | 0 | 0 |  | 0 | 0 |  | 0 | 0 |  | 0 | 0 |  | 0 | 0 |  | 0 | 0
97 |  |  |  |  | 0 |  |  | 0 | 0 |  | 0 | 0 |  | 0 | 0 |  | 0 | 0 |  | 0 | 0 |  | 0 | 0 |  | 0 | 0 |  | 0 | 0 |  | 0 | 0 |  | 0 | 0 |  | 0 | 0 |  | 0 | 0 |  | 0 | 0 |  | 0 | 0 |  | 0 | 0 |  | 0 | 0 |  | 0 | 0 |  | 0 | 0 |  | 0 | 0 |  | 0 | 0 |  | 0 | 0 |  | 0 | 0 |  | 0 | 0 |  | 0 | 0 |  | 0 | 0 |  | 0 | 0 |  | 0 | 0 |  | 0 | 0 |  | 0 | 0 |  | 0 | 0 |  | 0 | 0 |  | 0 | 0 |  | 0 | 0 |  | 0 | 0 |  | 0 | 0 |  | 0 | 0 |  | 0 | 0 |  | 0 | 0 |  | 0 | 0 |  | 0 | 0 |  | 0 | 0 |  | 0 | 0 |  | 0 | 0 |  | 0 | 0 |  | 0 | 0 |  | 0 | 0
98 |  |  |  |  | 0 |  |  | 0 | 0 |  | 0 | 0 |  | 0 | 0 |  | 0 | 0 |  | 0 | 0 |  | 0 | 0 |  | 0 | 0 |  | 0 | 0 |  | 0 | 0 |  | 0 | 0 |  | 0 | 0 |  | 0 | 0 |  | 0 | 0 |  | 0 | 0 |  | 0 | 0 |  | 0 | 0 |  | 0 | 0 |  | 0 | 0 |  | 0 | 0 |  | 0 | 0 |  | 0 | 0 |  | 0 | 0 |  | 0 | 0 |  | 0 | 0 |  | 0 | 0 |  | 0 | 0 |  | 0 | 0 |  | 0 | 0 |  | 0 | 0 |  | 0 | 0 |  | 0 | 0 |  | 0 | 0 |  | 0 | 0 |  | 0 | 0 |  | 0 | 0 |  | 0 | 0 |  | 0 | 0 |  | 0 | 0 |  | 0 | 0 |  | 0 | 0 |  | 0 | 0 |  | 0 | 0 |  | 0 | 0 |  | 0 | 0 |  | 0 | 0 |  | 0 | 0
99 |  |  |  |  | 0 |  |  | 0 | 0 |  | 0 | 0 |  | 0 | 0 |  | 0 | 0 |  | 0 | 0 |  | 0 | 0 |  | 0 | 0 |  | 0 | 0 |  | 0 | 0 |  | 0 | 0 |  | 0 | 0 |  | 0 | 0 |  | 0 | 0 |  | 0 | 0 |  | 0 | 0 |  | 0 | 0 |  | 0 | 0 |  | 0 | 0 |  | 0 | 0 |  | 0 | 0 |  | 0 | 0 |  | 0 | 0 |  | 0 | 0 |  | 0 | 0 |  | 0 | 0 |  | 0 | 0 |  | 0 | 0 |  | 0 | 0 |  | 0 | 0 |  | 0 | 0 |  | 0 | 0 |  | 0 | 0 |  | 0 | 0 |  | 0 | 0 |  | 0 | 0 |  | 0 | 0 |  | 0 | 0 |  | 0 | 0 |  | 0 | 0 |  | 0 | 0 |  | 0 | 0 |  | 0 | 0 |  | 0 | 0 |  | 0 | 0 |  | 0 | 0 |  | 0 | 0
100 |  |  |  |  | 0 |  |  | 0 | 0 |  | 0 | 0 |  | 0 | 0 |  | 0 | 0 |  | 0 | 0 |  | 0 | 0 |  | 0 | 0 |  | 0 | 0 |  | 0 | 0 |  | 0 | 0 |  | 0 | 0 |  | 0 | 0 |  | 0 | 0 |  | 0 | 0 |  | 0 | 0 |  | 0 | 0 |  | 0 | 0 |  | 0 | 0 |  | 0 | 0 |  | 0 | 0 |  | 0 | 0 |  | 0 | 0 |  | 0 | 0 |  | 0 | 0 |  | 0 | 0 |  | 0 | 0 |  | 0 | 0 |  | 0 | 0 |  | 0 | 0 |  | 0 | 0 |  | 0 | 0 |  | 0 | 0 |  | 0 | 0 |  | 0 | 0 |  | 0 | 0 |  | 0 | 0 |  | 0 | 0 |  | 0 | 0 |  | 0 | 0 |  | 0 | 0 |  | 0 | 0 |  | 0 | 0 |  | 0 | 0 |  | 0 | 0 |  | 0 | 0 |  | 0 | 0
[9 empty] | 0 |  |  | 0 |  |  | 0 |  |  | 0 |  |  | 0 |  |  | 0 |  |  | 0 |  |  | 0 |  |  | 0 |  |  | 0 |  |  | 0 |  |  | 0 |  |  | 0 |  |  | 0 |  |  | 0 |  |  | 0 |  |  | 0 |  |  | 0 |  |  | 0 |  |  | 0 |  |  | 0 |  |  | 0 |  |  | 0 |  |  | 0 |  |  | 0 |  |  | 0 |  |  | 0 |  |  | 0 |  |  | 0 |  |  | 0 |  |  | 0 |  |  | 0 |  |  | 0 |  |  | 0 |  |  | 0 |  |  | 0 |  |  | 0 |  |  | 0 |  |  | 0 |  |  | 0 |  |  | 0 |  |  | 0 |  |  | 0 |  |  | 0 |  |  | 0 |  |  | 0
HARDWARE SET PRICE
Hardware Set | Qty of Hardware Sets | Function |  | Amount/set | Total Amount | Details
- |  | - |  | 0 | 0
- |  | - |  | 0 | 0
- |  | - |  | 0 | 0
AD05e | 1 | Continuous Hinge + Exit Device |  | 0 | 0
- |  | - |  | 0 | 0
- |  | - |  | 0 | 0
- |  | - |  | 0 | 0
AD09a | 1 | Continuous Hinge + Lock |  | 0 | 0
- |  | - |  | 0 | 0
- |  | - |  | 0 | 0
- |  | - |  | 0 | 0
- |  | - |  | 0 | 0
- |  | - |  | 0 | 0
- |  | - |  | 0 | 0
- |  | - |  | 0 | 0
- |  | - |  | 0 | 0
SE02a | 1 | Hinges + Lock + Closer |  | 0 | 0
SE02a.W | 1 | Hinges + Lock + Closer |  | 0 | 0
- |  | - |  | 0 | 0
SE04 | 1 | Closer |  | 0 | 0
- |  | - |  | 0 | 0
- |  | - |  | 0 | 0
- |  | - |  | 0 | 0
- |  | - |  | 0 | 0
|  |  |  | 0 | 0
|  |  |  | 0 | 0
|  |  |  | 0 | 0
|  |  |  | 0 | 0
|  |  |  | 0 | 0
|  |  |  | 0 | 0
|  |  |  | 0 | 0
|  |  |  | 0 | 0
|  |  |  | 0 | 0
|  |  |  | 0 | 0
|  |  |  | 0 | 0
|  |  |  | 0 | 0
|  |  |  | 0 | 0
|  |  |  | 0 | 0
|  |  |  | 0 | 0
|  |  |  | 0 | 0
|  |  |  | 0 | 0
|  |  |  | 0 | 0
|  |  |  | 0 | 0
|  |  |  | 0 | 0
|  |  |  | 0 | 0
|  |  |  | 0 | 0
|  | TOTAL |  |  | 0

## Notes
Notes
1 | Opening 2714 should be sliding door as per the floor plan but in door shedule sheet it specify fence gate. Please verify. For now we have considered wood door in our scope.
3 | Door Tag E2757 & E2759, Floor plan and demoltion plan shows existing door. However Door schedule shows New door. So we have followed door schedule and provided New door.
5 | For opening 2754 door material is assumed to be Wood as no material mentioned.