## Sheet1
BASIC INFORMATION | [13 empty] | DOOR | [9 empty] | FRAME | [14 empty] | HARDWARE
DOOR TAG | BUILDING TAG | BUILDING LOCATION | DOOR LOCATION | QUANTITY | HAND OF OPENINGS | DOOR OPERATION | LEAF COUNT | INTERIOR/EXTERIOR | EXCLUDE REASON | WIDTH | HEIGHT | THICKNESS | FIRE RATING | DOOR MATERIAL | DOOR ELEVATION TYPE | DOOR CORE | DOOR FACE | DOOR EDGE | DOOR GUAGE | DOOR FINISH | STC RATING | DOOR UNDERCUT | DOOR INCLUDE/EXCLUDE | FRAME MATERIAL | WALL TYPE | THROAT THICKNESS | FRAME ANCHOR | BASE ANCHOR | NO OF ANCHOR | FRAME PROFILE | FRAME ELEVATION TYPE | FRAME ASSEMBLY | FRAME GUAGE | FRAME FINISH | PREHUNG | FRAME HEAD | CASING | FRAME INCLUDE/EXCLUDE | HARDWARE SET | HARDWARE INCLUDE/EXCLUDE
T1 | BUILDING 1 | UNIT AREA | RESIDENT UNIT | 68 | LEFT HAND | SWING | DOUBLE | INTERIOR |  | 3'0' + 1'0' | 7'-0" | 1 3/4" | 0 HR | SCW | DD11 | PARTICLEBOARD CORE | - | - | - | PRIMER | NO STC | 3/4" | INCLUDE | PS | P27 | 7 1/4" | STEEL STUD ANCHOR | FLOOR ANCHOR | 3 PER JAMB | DOUBLE PROFILE | F2 | FACE WELDED | 16GA | PRIMER | NO PREHING | 2" | - | INCLUDE | 36 | INCLUDE
T1 | BUILDING 1 | UNIT AREA | RESIDENT UNIT | 73 | RIGHT HAND | SWING | DOUBLE | INTERIOR |  | 3'0' + 1'0' | 7'-0" | 1 3/4" | 0 HR | SCW | DD11 | PARTICLEBOARD CORE | - | - | - | PRIMER | NO STC | 3/4" | INCLUDE | PS | P27 | 7 1/4" | STEEL STUD ANCHOR | FLOOR ANCHOR | 3 PER JAMB | DOUBLE PROFILE | F2 | FACE WELDED | 16GA | PRIMER | NO PREHING | 2" | - | INCLUDE | 36 | INCLUDE
T2 | BUILDING 1 | UNIT AREA | RESIDENT BATHROOM | 68 | LEFT HAND REVERSE | SWING | SINGLE | INTERIOR |  | 3'-5" | 6'-6" | 1 3/4" | 0 HR | SCW | SD1 | PARTICLEBOARD CORE | - | - | - | PRIMER | NO STC | 3/4" | INCLUDE | PS | P22 | 4 5/8" | STEEL STUD ANCHOR | FLOOR ANCHOR | 3 PER JAMB | DOUBLE PROFILE | F5 | FACE WELDED | 16GA | PRIMER | NO PREHING | 2" | - | INCLUDE | 37 | INCLUDE
T2 | BUILDING 1 | UNIT AREA | RESIDENT BATHROOM | 73 | RIGHT HAND REVERSE | SWING | SINGLE | INTERIOR |  | 3'-5" | 6'-6" | 1 3/4" | 0 HR | SCW | SD1 | PARTICLEBOARD CORE | - | - | - | PRIMER | NO STC | 3/4" | INCLUDE | PS | P22 | 4 5/8" | STEEL STUD ANCHOR | FLOOR ANCHOR | 3 PER JAMB | DOUBLE PROFILE | F5 | FACE WELDED | 16GA | PRIMER | NO PREHING | 2" | - | INCLUDE | 37 | INCLUDE
T3 | BUILDING 1 | UNIT AREA | BARIATRIC UNIT | 3 | LEFT HAND | SWING | DOUBLE | INTERIOR |  | 4'0' + 1'0" | 7'-0" | 1 3/4" | 0 HR | SCW | DD11 | PARTICLEBOARD CORE | - | - | - | PRIMER | NO STC | 3/4" | INCLUDE | PS | P27 | 7 1/4" | STEEL STUD ANCHOR | FLOOR ANCHOR | 3 PER JAMB | DOUBLE PROFILE | F2 | FACE WELDED | 16GA | PRIMER | NO PREHING | 2" | - | INCLUDE | 36 | INCLUDE
T3 | BUILDING 1 | UNIT AREA | BARIATRIC UNIT | 3 | RIGHT HAND | SWING | DOUBLE | INTERIOR |  | 4'0' + 1'0" | 7'-0" | 1 3/4" | 0 HR | SCW | DD11 | PARTICLEBOARD CORE | - | - | - | PRIMER | NO STC | 3/4" | INCLUDE | PS | P27 | 7 1/4" | STEEL STUD ANCHOR | FLOOR ANCHOR | 3 PER JAMB | DOUBLE PROFILE | F2 | FACE WELDED | 16GA | PRIMER | NO PREHING | 2" | - | INCLUDE | 36 | INCLUDE
T3 | BUILDING 1 | UNIT AREA | BARIATRIC UNIT | 3 | LEFT HAND REVERSE | SWING | DOUBLE | INTERIOR |  | 4'0' + 1'0" | 7'-0" | 1 3/4" | 0 HR | SCW | DD11 | PARTICLEBOARD CORE | - | - | - | PRIMER | NO STC | 3/4" | INCLUDE | PS | P27 | 7 1/4" | STEEL STUD ANCHOR | FLOOR ANCHOR | 3 PER JAMB | DOUBLE PROFILE | F2 | FACE WELDED | 16GA | PRIMER | NO PREHING | 2" | - | INCLUDE | 36 | INCLUDE
T4 | BUILDING 1 | UNIT AREA | BARIATRIC WASHROOM | 6 | RIGHT HAND REVERSE | SWING | SINGLE | INTERIOR |  | 3'-11" | 6'-6" | 1 3/4" | 0 HR | SCW | SD1 | PARTICLEBOARD CORE | - | - | - | PRIMER | NO STC | 3/4" | INCLUDE | PS | P22 | 4 5/8" | STEEL STUD ANCHOR | FLOOR ANCHOR | 3 PER JAMB | DOUBLE PROFILE | F5 | FACE WELDED | 16GA | PRIMER | NO PREHING | 2" | - | INCLUDE | 37 | INCLUDE
T4 | BUILDING 1 | UNIT AREA | BARIATRIC WASHROOM | 3 | LEFT HAND | SWING | SINGLE | INTERIOR |  | 3'-11" | 6'-6" | 1 3/4" | 0 HR | SCW | SD1 | PARTICLEBOARD CORE | - | - | - | PRIMER | NO STC | 3/4" | INCLUDE | PS | P22 | 4 5/8" | STEEL STUD ANCHOR | FLOOR ANCHOR | 3 PER JAMB | DOUBLE PROFILE | F5 | FACE WELDED | 16GA | PRIMER | NO PREHING | 2" | - | INCLUDE | 37 | INCLUDE
T5 | BUILDING 1 | UNIT AREA | INTERCONNECTED | 4 | RIGHT HAND | SWING | SINGLE | INTERIOR |  | 3'-10" | 7'-0" | 1 3/4" | 0 HR | SCW | SD1 | PARTICLEBOARD CORE | - | - | - | PRIMER | NO STC | 3/4" | INCLUDE | PS | P27 | 7 1/4" | STEEL STUD ANCHOR | FLOOR ANCHOR | 3 PER JAMB | DOUBLE PROFILE | F1 | FACE WELDED | 16GA | PRIMER | NO PREHING | 2" | - | INCLUDE | 38 | INCLUDE
T5 | BUILDING 1 | UNIT AREA | INTERCONNECTED | 3 | LEFT HAND REVERSE | SWING | SINGLE | INTERIOR |  | 3'-10" | 7'-0" | 1 3/4" | 0 HR | SCW | SD1 | PARTICLEBOARD CORE | - | - | - | PRIMER | NO STC | 3/4" | INCLUDE | PS | P27 | 7 1/4" | STEEL STUD ANCHOR | FLOOR ANCHOR | 3 PER JAMB | DOUBLE PROFILE | F1 | FACE WELDED | 16GA | PRIMER | NO PREHING | 2" | - | INCLUDE | 38 | INCLUDE
TD1-002 | BUILDING 1 | LEVEL 1 | OFFICE - LTC COORDINATORS | 1 | RIGHT HAND REVERSE | SWING | SINGLE | INTERIOR |  | 3'-0" | 7'-0" | 1 3/4" | 0 HR | SCW | SD3 | PARTICLEBOARD CORE | - | - | - | PRIMER | NO STC | 3/4" | INCLUDE | PS | P23 | 4 7/8" | STEEL STUD ANCHOR | FLOOR ANCHOR | 3 PER JAMB | DOUBLE PROFILE | F1 | FACE WELDED | 16GA | PRIMER | NO PREHING | 2" | - | INCLUDE | 130 | INCLUDE
TD1-003 | BUILDING 1 | LEVEL 1 | OFFICE LTC MANAGER | 1 | LEFT HAND | SWING | SINGLE | INTERIOR |  | 3'-0" | 7'-0" | 1 3/4" | 0 HR | SCW | SD3 | PARTICLEBOARD CORE | - | - | - | PRIMER | NO STC | 3/4" | INCLUDE | PS | P23 | 4 7/8" | STEEL STUD ANCHOR | FLOOR ANCHOR | 3 PER JAMB | DOUBLE PROFILE | F1 | FACE WELDED | 16GA | PRIMER | NO PREHING | 2" | - | INCLUDE | 130 | INCLUDE
TD1-005 | BUILDING 1 | LEVEL 1 | LOADING AND BREAKDOWN AREA | 1 | RIGHT HAND | SWING | DOUBLE | INTERIOR |  | (2)3'-0" | 7'-0" | 1 3/4" | 0 HR | HM | DD1 | POLYSTYRENE CORE | COLD ROLLED STEEL | SQUARE EDGE | 18GA | PRIMER | NO STC | 3/4" | INCLUDE | PS | P9 | 8 1/2" | STEEL STUD ANCHOR | FLOOR ANCHOR | 3 PER JAMB | DOUBLE PROFILE | F2 | FACE WELDED | 16GA | PRIMER | NO PREHING | 2" | - | INCLUDE | 131 | INCLUDE
TD1-005.1 | BUILDING 1 | LEVEL 1 | WASTE HOLDING AREA | 1 | LEFT HAND REVERSE | SWING | DOUBLE | INTERIOR |  | (2)3'-0" | 7'-0" | 1 3/4" | 3/4 HR | HM | DD1 | POLYSTYRENE CORE | COLD ROLLED STEEL | SQUARE EDGE | 18GA | PRIMER | NO STC | 3/4" | INCLUDE | PS | P4 | 7 1/4" | STEEL STUD ANCHOR | FLOOR ANCHOR | 3 PER JAMB | DOUBLE PROFILE | F2 | FACE WELDED | 16GA | PRIMER | NO PREHING | 2" | - | INCLUDE | 131 | INCLUDE
TD1-005.2a | BUILDING 1 | LEVEL 1 | CENTRAL SOILED HOLDING | 1 | RIGHT HAND REVERSE | SWING | DOUBLE | INTERIOR |  | (2)3'-0" | 7'-0" | 1 3/4" | 1 1/2 HR | HM | DD1 | POLYSTYRENE CORE | COLD ROLLED STEEL | SQUARE EDGE | 18GA | PRIMER | NO STC | 3/4" | INCLUDE | PS | P10 | 10 1/2" | STEEL STUD ANCHOR | FLOOR ANCHOR | 3 PER JAMB | DOUBLE PROFILE | F2 | FACE WELDED | 16GA | PRIMER | NO PREHING | 2" | - | INCLUDE | 131 | INCLUDE
TD1-005.2b | BUILDING 1 | LEVEL 1 | LOADING AND BREAKDOWN AREA | 1 | LEFT HAND | SWING | DOUBLE | INTERIOR |  | (2)3'-0" | 7'-0" | 1 3/4" | 0 HR | HM | DD1 | POLYSTYRENE CORE | COLD ROLLED STEEL | SQUARE EDGE | 18GA | PRIMER | NO STC | 3/4" | INCLUDE | PS | P27 | 7 1/4" | STEEL STUD ANCHOR | FLOOR ANCHOR | 3 PER JAMB | DOUBLE PROFILE | F2 | FACE WELDED | 16GA | PRIMER | NO PREHING | 2" | - | INCLUDE | 131 | INCLUDE
TD1-005.3a | BUILDING 1 | LEVEL 1 | CENTRAL CLEAN HOLDING | 1 | RIGHT HAND | SWING | DOUBLE | INTERIOR |  | (2)3'-0" | 7'-0" | 1 3/4" | 1 1/2 HR | HM | DD1 | POLYSTYRENE CORE | COLD ROLLED STEEL | SQUARE EDGE | 18GA | PRIMER | NO STC | 3/4" | INCLUDE | PS | P10 | 10 1/2" | STEEL STUD ANCHOR | FLOOR ANCHOR | 3 PER JAMB | DOUBLE PROFILE | F2 | FACE WELDED | 16GA | PRIMER | NO PREHING | 2" | - | INCLUDE | 131 | INCLUDE
TD1-005.3b | BUILDING 1 | LEVEL 1 | CENTRAL CLEAN HOLDING | 1 | LEFT HAND REVERSE | SWING | DOUBLE | INTERIOR |  | (2)3'-0" | 7'-0" | 1 3/4" | 0 HR | HM | DD1 | POLYSTYRENE CORE | COLD ROLLED STEEL | SQUARE EDGE | 18GA | PRIMER | NO STC | 3/4" | INCLUDE | PS | P26 | 7 1/4" | STEEL STUD ANCHOR | FLOOR ANCHOR | 3 PER JAMB | DOUBLE PROFILE | F2 | FACE WELDED | 16GA | PRIMER | NO PREHING | 2" | - | INCLUDE | 131 | INCLUDE
TD1-CORRS.5a | BUILDING 1 | LEVEL 1 | SERVICE CORRIDOR | 1 | RIGHT HAND REVERSE | SWING | DOUBLE | EXTERIOR |  | (2)3'-0" | 7'-0" | 1 3/4" | 0 HR | HMI | DD1 | POLYSTYRENE CORE | COLD ROLLED STEEL | SQUARE EDGE | 18GA | PRIMER | NO STC | 3/4" | INCLUDE | PSI | *FP | 4 3/4" | STEEL STUD ANCHOR | FLOOR ANCHOR | 3 PER JAMB | DOUBLE PROFILE | F2 | FACE WELDED | 16GA | PRIMER | NO PREHING | 2" | - | INCLUDE | 132 | INCLUDE
TD1-CORRS.5b | BUILDING 1 | LEVEL 1 | SERVICE CORRIDOR | 1 | LEFT HAND | SWING | SINGLE | INTERIOR |  | 3'-0" | 7'-0" | 1 3/4" | 1 1/2 HR | HM | SD1 | POLYSTYRENE CORE | COLD ROLLED STEEL | SQUARE EDGE | 18GA | PRIMER | NO STC | 3/4" | INCLUDE | PS | P9 | 8 1/2" | STEEL STUD ANCHOR | FLOOR ANCHOR | 3 PER JAMB | DOUBLE PROFILE | F1 | FACE WELDED | 16GA | PRIMER | NO PREHING | 2" | - | INCLUDE | 133 | INCLUDE
TD1-CORRS.5c | BUILDING 1 | LEVEL 1 | LOBBY | 1 | RIGHT HAND | SWING | SINGLE | INTERIOR |  | 3'-10" | 7'-0" | 1 3/4" | 1 1/2 HR | HM | SD1 | POLYSTYRENE CORE | COLD ROLLED STEEL | SQUARE EDGE | 18GA | PRIMER | NO STC | 3/4" | INCLUDE | PS | P9 | 8 1/2" | STEEL STUD ANCHOR | FLOOR ANCHOR | 3 PER JAMB | DOUBLE PROFILE | F1 | FACE WELDED | 16GA | PRIMER | NO PREHING | 2" | - | INCLUDE | 134 | INCLUDE
TD1-ST.4b | BUILDING 1 | LEVEL 1 | SERVICE CORRIDOR | 1 | LEFT HAND REVERSE | SWING | SINGLE | INTERIOR |  | 4'-0" | 7'-0" | 1 3/4" | 1 1/2 HR | HM | SD1 | POLYSTYRENE CORE | COLD ROLLED STEEL | SQUARE EDGE | 18GA | PRIMER | NO STC | 3/4" | INCLUDE | PS | *FP | 4 3/4" | STEEL STUD ANCHOR | FLOOR ANCHOR | 3 PER JAMB | DOUBLE PROFILE | F1 | FACE WELDED | 16GA | PRIMER | NO PREHING | 2" | - | INCLUDE | 135 | INCLUDE
TD3-001 | BUILDING 1 | LEVEL 3 | STAIR C | 1 | RIGHT HAND REVERSE | SWING | SINGLE | INTERIOR |  | 3'-10" | 7'-0" | 1 3/4" | 1 1/2 HR | HM | SD1 | POLYSTYRENE CORE | COLD ROLLED STEEL | SQUARE EDGE | 18GA | PRIMER | NO STC | 3/4" | INCLUDE | PS | P9 | 8 1/2" | STEEL STUD ANCHOR | FLOOR ANCHOR | 3 PER JAMB | DOUBLE PROFILE | F1 | FACE WELDED | 16GA | PRIMER | NO PREHING | 2" | - | INCLUDE | 71 | INCLUDE
D2-001b | BUILDING 1 | LEVEL 2 | CLEAN UTILITY | 1 | LEFT HAND | SWING | SINGLE | INTERIOR |  | 3'-0" | 7'-0" | 1 3/4" | 0 HR | HM | SD3 | POLYSTYRENE CORE | COLD ROLLED STEEL | SQUARE EDGE | 18GA | PRIMER | NO STC | 3/4" | INCLUDE | PS | P27 | 7 1/4" | STEEL STUD ANCHOR | FLOOR ANCHOR | 3 PER JAMB | DOUBLE PROFILE | F1 | FACE WELDED | 16GA | PRIMER | NO PREHING | 2" | - | INCLUDE | 81 | INCLUDE
D2-004 | BUILDING 1 | LEVEL 2 | EQUIPMENT STORAGE | 1 | RIGHT HAND | SWING | SINGLE | INTERIOR |  | 3'-0" | 7'-0" | 1 3/4" | 3/4 HR | HM | SD1 | POLYSTYRENE CORE | COLD ROLLED STEEL | SQUARE EDGE | 18GA | PRIMER | NO STC | 3/4" | INCLUDE | PS | P27 | 7 1/4" | STEEL STUD ANCHOR | FLOOR ANCHOR | 3 PER JAMB | DOUBLE PROFILE | F1 | FACE WELDED | 16GA | PRIMER | NO PREHING | 2" | - | INCLUDE | 46 | INCLUDE
D2-006 | BUILDING 1 | LEVEL 2 | SHARED WC | 1 | LEFT HAND REVERSE | SWING | SINGLE | INTERIOR |  | 3'-10" | 7'-0" | 1 3/4" | 0 HR | SCW | SD1 | PARTICLEBOARD CORE | - | - | - | PRIMER | NO STC | 3/4" | INCLUDE | PS | P27 | 7 1/4" | STEEL STUD ANCHOR | FLOOR ANCHOR | 3 PER JAMB | DOUBLE PROFILE | F1 | FACE WELDED | 16GA | PRIMER | NO PREHING | 2" | - | INCLUDE | 1 | INCLUDE
D2-009 | BUILDING 1 | LEVEL 2 | RECREATION | 1 | LEFT HAND | SWING | SINGLE | INTERIOR |  | 3'-8" | 7'-0" | 1 3/4" | 0 HR | SCW | SD7 | PARTICLEBOARD CORE | - | - | - | PRIMER | NO STC | 3/4" | INCLUDE | PS | P24 | 4 7/8" | STEEL STUD ANCHOR | FLOOR ANCHOR | 3 PER JAMB | DOUBLE PROFILE | F1 | FACE WELDED | 16GA | PRIMER | NO PREHING | 2" | - | INCLUDE | 45 | INCLUDE
D2-013 | BUILDING 1 | LEVEL 2 | TEAM CONFERENCE | 1 | RIGHT HAND | SWING | SINGLE | INTERIOR |  | 3'-0" | 7'-0" | 1 3/4" | 0 HR | SCW | SD1 | PARTICLEBOARD CORE | - | - | - | PRIMER | NO STC | 3/4" | INCLUDE | PS | P27 | 7 1/4" | STEEL STUD ANCHOR | FLOOR ANCHOR | 3 PER JAMB | DOUBLE PROFILE | F1 | FACE WELDED | 16GA | PRIMER | NO PREHING | 2" | - | INCLUDE | 82 | INCLUDE
D2-016 | BUILDING 1 | LEVEL 2 | TUB ROOM | 1 | LEFT HAND REVERSE | SWING | SINGLE | INTERIOR |  | 3'-10" | 7'-0" | 1 3/4" | 0 HR | SCW | SD1 | PARTICLEBOARD CORE | - | - | - | PRIMER | NO STC | 3/4" | INCLUDE | PS | P22 | 4 5/8" | STEEL STUD ANCHOR | FLOOR ANCHOR | 3 PER JAMB | DOUBLE PROFILE | F1 | FACE WELDED | 16GA | PRIMER | NO PREHING | 2" | - | INCLUDE | 16 | INCLUDE
D2-017 | BUILDING 1 | LEVEL 2 | CLEAN LINEN | 1 | RIGHT HAND REVERSE | SWING | DOUBLE | INTERIOR |  | (2)2'-0" | 7'-0" | 1 3/4" | 0 HR | SCW | DD1 | PARTICLEBOARD CORE | - | - | - | PRIMER | NO STC | 3/4" | INCLUDE | PS | P22 | 4 5/8" | STEEL STUD ANCHOR | FLOOR ANCHOR | 3 PER JAMB | DOUBLE PROFILE | F2 | FACE WELDED | 16GA | PRIMER | NO PREHING | 2" | - | INCLUDE | 40W1 | INCLUDE
D2-020 | BUILDING 1 | LEVEL 2 | QUIET ROOM | 1 | LEFT HAND | SWING | SINGLE | INTERIOR |  | 3'-10" | 7'-0" | 1 3/4" | 0 HR | SCW | SD1 | PARTICLEBOARD CORE | - | - | - | PRIMER | NO STC | 3/4" | INCLUDE | PS | P32 | 9 1/4" | STEEL STUD ANCHOR | FLOOR ANCHOR | 3 PER JAMB | DOUBLE PROFILE | F1 | FACE WELDED | 16GA | PRIMER | NO PREHING | 2" | - | INCLUDE | 43 | INCLUDE
D2-027 | BUILDING 1 | LEVEL 2 | MED ROOM | 1 | RIGHT HAND | SWING | SINGLE | INTERIOR |  | 3'-0" | 7'-0" | 1 3/4" | 0 HR | SCW | SD3 | PARTICLEBOARD CORE | - | - | - | PRIMER | NO STC | 3/4" | INCLUDE | PS | P32 | 9 1/4" | STEEL STUD ANCHOR | FLOOR ANCHOR | 3 PER JAMB | DOUBLE PROFILE | F1 | FACE WELDED | 16GA | PRIMER | NO PREHING | 2" | - | INCLUDE | 44 | INCLUDE
D2-031 | BUILDING 1 | LEVEL 2 | ENVIRO. SERV. | 1 | LEFT HAND REVERSE | SWING | SINGLE | INTERIOR |  | 3'-0" | 7'-0" | 1 3/4" | 0 HR | HM | SD1 | POLYSTYRENE CORE | COLD ROLLED STEEL | SQUARE EDGE | 18GA | PRIMER | NO STC | 3/4" | INCLUDE | PS | P34 | 10 1/2" | STEEL STUD ANCHOR | FLOOR ANCHOR | 3 PER JAMB | DOUBLE PROFILE | F1 | FACE WELDED | 16GA | PRIMER | NO PREHING | 2" | - | INCLUDE | 47 | INCLUDE
D2-032a | BUILDING 1 | LEVEL 2 | SOILED UTILITY | 1 | RIGHT HAND REVERSE | SWING | SINGLE | INTERIOR |  | 3'-0" | 7'-0" | 1 3/4" | 0 HR | HM | SD3 | POLYSTYRENE CORE | COLD ROLLED STEEL | SQUARE EDGE | 18GA | PRIMER | NO STC | 3/4" | INCLUDE | PS | P27 | 7 1/4" | STEEL STUD ANCHOR | FLOOR ANCHOR | 3 PER JAMB | DOUBLE PROFILE | F1 | FACE WELDED | 16GA | PRIMER | NO PREHING | 2" | - | INCLUDE | 53 | INCLUDE
D2-032b | BUILDING 1 | LEVEL 2 | SOILED UTILITY | 1 | LEFT HAND | SWING | SINGLE | INTERIOR |  | 3'-0" | 7'-0" | 1 3/4" | 0 HR | HM | SD3 | POLYSTYRENE CORE | COLD ROLLED STEEL | SQUARE EDGE | 18GA | PRIMER | NO STC | 3/4" | INCLUDE | PS | P34 | 10 1/2" | STEEL STUD ANCHOR | FLOOR ANCHOR | 3 PER JAMB | DOUBLE PROFILE | F1 | FACE WELDED | 16GA | PRIMER | NO PREHING | 2" | - | INCLUDE | 53 | INCLUDE
D2-034 | BUILDING 1 | LEVEL 2 | RESIDENT CLEAN LDRY. | 1 | RIGHT HAND | SWING | DOUBLE | INTERIOR |  | (2)3'-0" | 7'-0" | 1 3/4" | 0 HR | SCW | DD1 | PARTICLEBOARD CORE | - | - | - | PRIMER | NO STC | 3/4" | INCLUDE | PS | P27 | 7 1/4" | STEEL STUD ANCHOR | FLOOR ANCHOR | 3 PER JAMB | DOUBLE PROFILE | F2 | FACE WELDED | 16GA | PRIMER | NO PREHING | 2" | - | INCLUDE | 40 | INCLUDE
D2-036 | BUILDING 1 | LEVEL 2 | CLEAN LINEN | 1 | LEFT HAND REVERSE | SWING | DOUBLE | INTERIOR |  | (2)2'-0" | 7'-0" | 1 3/4" | 0 HR | SCW | DD1 | PARTICLEBOARD CORE | - | - | - | PRIMER | NO STC | 3/4" | INCLUDE | PS | P27 | 7 1/4" | STEEL STUD ANCHOR | FLOOR ANCHOR | 3 PER JAMB | DOUBLE PROFILE | F2 | FACE WELDED | 16GA | PRIMER | NO PREHING | 2" | - | INCLUDE | 40W1 | INCLUDE
D2-037.1 | BUILDING 1 | LEVEL 2 | STAFF SHOWER | 1 | RIGHT HAND REVERSE | SWING | SINGLE | INTERIOR |  | 3'-0" | 7'-0" | 1 3/4" | 0 HR | SCW | SD1 | PARTICLEBOARD CORE | - | - | - | PRIMER | NO STC | 3/4" | INCLUDE | PS | P24 | 4 7/8" | STEEL STUD ANCHOR | FLOOR ANCHOR | 3 PER JAMB | DOUBLE PROFILE | F1 | FACE WELDED | 16GA | PRIMER | NO PREHING | 2" | - | INCLUDE | 83 | INCLUDE
D2-037.2 | BUILDING 1 | LEVEL 2 | STAFF WC | 1 | LEFT HAND | SWING | SINGLE | INTERIOR |  | 3'-0" | 7'-0" | 1 3/4" | 0 HR | SCW | SD1 | PARTICLEBOARD CORE | - | - | - | PRIMER | NO STC | 3/4" | INCLUDE | PS | P24 | 4 7/8" | STEEL STUD ANCHOR | FLOOR ANCHOR | 3 PER JAMB | DOUBLE PROFILE | F1 | FACE WELDED | 16GA | PRIMER | NO PREHING | 2" | - | INCLUDE | 83 | INCLUDE
D2-037.3 | BUILDING 1 | LEVEL 2 | STAFF WC | 1 | RIGHT HAND | SWING | SINGLE | INTERIOR |  | 3'-0" | 7'-0" | 1 3/4" | 0 HR | SCW | SD1 | PARTICLEBOARD CORE | - | - | - | PRIMER | NO STC | 3/4" | INCLUDE | PS | P24 | 4 7/8" | STEEL STUD ANCHOR | FLOOR ANCHOR | 3 PER JAMB | DOUBLE PROFILE | F1 | FACE WELDED | 16GA | PRIMER | NO PREHING | 2" | - | INCLUDE | 83 | INCLUDE
D2-037.4 | BUILDING 1 | LEVEL 2 | STAFF SHOWER | 1 | LEFT HAND REVERSE | SWING | SINGLE | INTERIOR |  | 3'-0" | 7'-0" | 1 3/4" | 0 HR | SCW | SD1 | PARTICLEBOARD CORE | - | - | - | PRIMER | NO STC | 3/4" | INCLUDE | PS | P24 | 4 7/8" | STEEL STUD ANCHOR | FLOOR ANCHOR | 3 PER JAMB | DOUBLE PROFILE | F1 | FACE WELDED | 16GA | PRIMER | NO PREHING | 2" | - | INCLUDE | 83 | INCLUDE
D2-037a | BUILDING 1 | LEVEL 2 | STAFF LOCKER ROOM | 1 | RIGHT HAND REVERSE | SWING | SINGLE | INTERIOR |  | 3'-0" | 7'-0" | 1 3/4" | 0 HR | SCW | SD3 | PARTICLEBOARD CORE | - | - | - | PRIMER | NO STC | 3/4" | INCLUDE | PS | P26 | 7 1/4" | STEEL STUD ANCHOR | FLOOR ANCHOR | 3 PER JAMB | DOUBLE PROFILE | F1 | FACE WELDED | 16GA | PRIMER | NO PREHING | 2" | - | INCLUDE | 84 | INCLUDE
D2-037b | BUILDING 1 | LEVEL 2 | STAFF LOCKER ROOM | 1 | LEFT HAND | SWING | SINGLE | INTERIOR |  | 3'-0" | 7'-0" | 1 3/4" | 0 HR | SCW | SD3 | PARTICLEBOARD CORE | - | - | - | PRIMER | NO STC | 3/4" | INCLUDE | PS | P28 | 7 1/4" | STEEL STUD ANCHOR | FLOOR ANCHOR | 3 PER JAMB | DOUBLE PROFILE | F1 | FACE WELDED | 16GA | PRIMER | NO PREHING | 2" | - | INCLUDE | 85 | INCLUDE
D2-038 | BUILDING 1 | LEVEL 2 | STAFF LOUNGE | 1 | RIGHT HAND | SWING | SINGLE | INTERIOR |  | 3'-0" | 7'-0" | 1 3/4" | 0 HR | SCW | SD3 | PARTICLEBOARD CORE | - | - | - | PRIMER | NO STC | 3/4" | INCLUDE | PS | P35 | 10 1/2" | STEEL STUD ANCHOR | FLOOR ANCHOR | 3 PER JAMB | DOUBLE PROFILE | F1 | FACE WELDED | 16GA | PRIMER | NO PREHING | 2" | - | INCLUDE | 15 | INCLUDE
D2-038.1 | BUILDING 1 | LEVEL 2 | COMPUTER & TRAINING LAB | 1 | LEFT HAND REVERSE | SWING | SINGLE | INTERIOR |  | 3'-0" | 7'-0" | 1 3/4" | 0 HR | SCW | SD1 | PARTICLEBOARD CORE | - | - | - | PRIMER | NO STC | 3/4" | INCLUDE | PS | P35 | 10 1/2" | STEEL STUD ANCHOR | FLOOR ANCHOR | 3 PER JAMB | DOUBLE PROFILE | F1 | FACE WELDED | 16GA | PRIMER | NO PREHING | 2" | - | INCLUDE | 86 | INCLUDE
D2-040 | BUILDING 1 | LEVEL 2 | OFFICE | 1 | RIGHT HAND REVERSE | SWING | SINGLE | INTERIOR |  | 3'-0" | 7'-0" | 1 3/4" | 0 HR | SCW | SD3 | PARTICLEBOARD CORE | - | - | - | PRIMER | NO STC | 3/4" | INCLUDE | PS | P23 | 4 7/8" | STEEL STUD ANCHOR | FLOOR ANCHOR | 3 PER JAMB | DOUBLE PROFILE | F1 | FACE WELDED | 16GA | PRIMER | NO PREHING | 2" | - | INCLUDE | 87 | INCLUDE
D2-040.1 | BUILDING 1 | LEVEL 2 | BREAKOUT ROOM | 1 | LEFT HAND | SWING | SINGLE | INTERIOR |  | 3'-0" | 7'-0" | 1 3/4" | 0 HR | SCW | SD3 | PARTICLEBOARD CORE | - | - | - | PRIMER | NO STC | 3/4" | INCLUDE | PS | P28 | 7 1/4" | STEEL STUD ANCHOR | FLOOR ANCHOR | 3 PER JAMB | DOUBLE PROFILE | F1 | FACE WELDED | 16GA | PRIMER | NO PREHING | 2" | - | INCLUDE | 88 | INCLUDE
D2-042 | BUILDING 1 | LEVEL 2 | FAMILY ROOM | 1 | LEFT HAND | SWING | DOUBLE | INTERIOR |  | 4'0' + 1'0" | 7'-0" | 1 3/4" | 0 HR | SCW | DD11 | PARTICLEBOARD CORE | - | - | - | PRIMER | NO STC | 3/4" | INCLUDE | PS | P24 | 4 7/8" | STEEL STUD ANCHOR | FLOOR ANCHOR | 3 PER JAMB | DOUBLE PROFILE | F2 | FACE WELDED | 16GA | PRIMER | NO PREHING | 2" | - | INCLUDE | 49 | INCLUDE
D2-042.1 | BUILDING 1 | LEVEL 2 | WC | 1 | RIGHT HAND | SWING | SINGLE | INTERIOR |  | 3'-0" | 7'-0" | 1 3/4" | 0 HR | SCW | SD1 | PARTICLEBOARD CORE | - | - | - | PRIMER | NO STC | 3/4" | INCLUDE | PS | P22 | 4 5/8" | STEEL STUD ANCHOR | FLOOR ANCHOR | 3 PER JAMB | DOUBLE PROFILE | F1 | FACE WELDED | 16GA | PRIMER | NO PREHING | 2" | - | INCLUDE | 92 | INCLUDE
D2-043 | BUILDING 1 | LEVEL 2 | EQUIP. STORAGE | 1 | LEFT HAND REVERSE | SWING | SINGLE | INTERIOR |  | 3'-0" | 7'-0" | 1 3/4" | 3/4 HR | HM | SD1 | POLYSTYRENE CORE | COLD ROLLED STEEL | SQUARE EDGE | 18GA | PRIMER | NO STC | 3/4" | INCLUDE | PS | P27 | 7 1/4" | STEEL STUD ANCHOR | FLOOR ANCHOR | 3 PER JAMB | DOUBLE PROFILE | F1 | FACE WELDED | 16GA | PRIMER | NO PREHING | 2" | - | INCLUDE | 5 | INCLUDE
D2-047 | BUILDING 1 | LEVEL 2 | SHARED WC | 1 | RIGHT HAND REVERSE | SWING | SINGLE | INTERIOR |  | 3'-10" | 7'-0" | 1 3/4" | 0 HR | SCW | SD1 | PARTICLEBOARD CORE | - | - | - | PRIMER | NO STC | 3/4" | INCLUDE | PS | P24 | 4 7/8" | STEEL STUD ANCHOR | FLOOR ANCHOR | 3 PER JAMB | DOUBLE PROFILE | F1 | FACE WELDED | 16GA | PRIMER | NO PREHING | 2" | - | INCLUDE | 1 | INCLUDE
D2-052 | BUILDING 1 | LEVEL 2 | TEAM CONFERENCE | 1 | LEFT HAND | SWING | SINGLE | INTERIOR |  | 3'-0" | 7'-0" | 1 3/4" | 0 HR | SCW | SD1 | PARTICLEBOARD CORE | - | - | - | PRIMER | NO STC | 3/4" | INCLUDE | PS | P32 | 9 1/4" | STEEL STUD ANCHOR | FLOOR ANCHOR | 3 PER JAMB | DOUBLE PROFILE | F1 | FACE WELDED | 16GA | PRIMER | NO PREHING | 2" | - | INCLUDE | 39 | INCLUDE
D2-054 | BUILDING 1 | LEVEL 2 | MED ROOM | 1 | RIGHT HAND | SWING | SINGLE | INTERIOR |  | 3'-0" | 7'-0" | 1 3/4" | 0 HR | SCW | SD3 | PARTICLEBOARD CORE | - | - | - | PRIMER | NO STC | 3/4" | INCLUDE | PS | P32 | 9 1/4" | STEEL STUD ANCHOR | FLOOR ANCHOR | 3 PER JAMB | DOUBLE PROFILE | F1 | FACE WELDED | 16GA | PRIMER | NO PREHING | 2" | - | INCLUDE | 44 | INCLUDE
D2-056 | BUILDING 1 | LEVEL 2 | RESIDENT LAUNDRY | 1 | LEFT HAND REVERSE | SWING | SINGLE | INTERIOR |  | 3'-8" | 7'-0" | 1 3/4" | 0 HR | SCW | SD3 | PARTICLEBOARD CORE | - | - | - | PRIMER | NO STC | 3/4" | INCLUDE | PS | P4 | 7 1/4" | STEEL STUD ANCHOR | FLOOR ANCHOR | 3 PER JAMB | DOUBLE PROFILE | F1 | FACE WELDED | 16GA | PRIMER | NO PREHING | 2" | - | INCLUDE | 21W | INCLUDE
D2-060 | BUILDING 1 | LEVEL 2 | CLEAN LINEN | 1 | RIGHT HAND REVERSE | SWING | DOUBLE | INTERIOR |  | (2)3'-0" | 7'-0" | 1 3/4" | 0 HR | SCW | DD1 | PARTICLEBOARD CORE | - | - | - | PRIMER | NO STC | 3/4" | INCLUDE | PS | P4 | 7 1/4" | STEEL STUD ANCHOR | FLOOR ANCHOR | 3 PER JAMB | DOUBLE PROFILE | F2 | FACE WELDED | 16GA | PRIMER | NO PREHING | 2" | - | INCLUDE | 40 | INCLUDE
D2-062 | BUILDING 1 | LEVEL 2 | TUB ROOM | 1 | LEFT HAND | SWING | SINGLE | INTERIOR |  | 3'-10" | 7'-0" | 1 3/4" | 0 HR | SCW | SD1 | PARTICLEBOARD CORE | - | - | - | PRIMER | NO STC | 3/4" | INCLUDE | PS | P30 | 8 1/2" | STEEL STUD ANCHOR | FLOOR ANCHOR | 3 PER JAMB | DOUBLE PROFILE | F1 | FACE WELDED | 16GA | PRIMER | NO PREHING | 2" | - | INCLUDE | 42 | INCLUDE
D2-067.1 | BUILDING 1 | LEVEL 2 | RESIDENT WASHROOM | 1 | LEFT HAND REVERSE | SWING | SINGLE | INTERIOR |  | 3'-11" | 6'-6" | 1 3/4" | 0 HR | SCW | SD1 | PARTICLEBOARD CORE | - | - | - | PRIMER | NO STC | 3/4" | INCLUDE | PS | P22 | 4 5/8" | STEEL STUD ANCHOR | FLOOR ANCHOR | 3 PER JAMB | DOUBLE PROFILE | F1 | FACE WELDED | 16GA | PRIMER | NO PREHING | 2" | - | INCLUDE | 37 | INCLUDE
D2-068a | BUILDING 1 | LEVEL 2 | CLEAN UTILITY | 1 | RIGHT HAND REVERSE | SWING | SINGLE | INTERIOR |  | 3'-0" | 7'-0" | 1 3/4" | 0 HR | HM | SD3 | POLYSTYRENE CORE | COLD ROLLED STEEL | SQUARE EDGE | 18GA | PRIMER | NO STC | 3/4" | INCLUDE | PS | P26 | 7 1/4" | STEEL STUD ANCHOR | FLOOR ANCHOR | 3 PER JAMB | DOUBLE PROFILE | F1 | FACE WELDED | 16GA | PRIMER | NO PREHING | 2" | - | INCLUDE | 51 | INCLUDE
D2-068b | BUILDING 1 | LEVEL 2 | CLEAN UTILITY | 1 | LEFT HAND | SWING | SINGLE | INTERIOR |  | 3'-0" | 7'-0" | 1 3/4" | 0 HR | HM | SD3 | POLYSTYRENE CORE | COLD ROLLED STEEL | SQUARE EDGE | 18GA | PRIMER | NO STC | 3/4" | INCLUDE | PS | P27 | 7 1/4" | STEEL STUD ANCHOR | FLOOR ANCHOR | 3 PER JAMB | DOUBLE PROFILE | F1 | FACE WELDED | 16GA | PRIMER | NO PREHING | 2" | - | INCLUDE | 47 | INCLUDE
D2-069a | BUILDING 1 | LEVEL 2 | SOILED UTILITY | 1 | RIGHT HAND | SWING | SINGLE | INTERIOR |  | 3'-0" | 7'-0" | 1 3/4" | 0 HR | HM | SD3 | POLYSTYRENE CORE | COLD ROLLED STEEL | SQUARE EDGE | 18GA | PRIMER | NO STC | 3/4" | INCLUDE | PS | P27 | 7 1/4" | STEEL STUD ANCHOR | FLOOR ANCHOR | 3 PER JAMB | DOUBLE PROFILE | F1 | FACE WELDED | 16GA | PRIMER | NO PREHING | 2" | - | INCLUDE | 93 | INCLUDE
D2-069b | BUILDING 1 | LEVEL 2 | SOILED UTILITY | 1 | LEFT HAND REVERSE | SWING | SINGLE | INTERIOR |  | 3'-0" | 7'-0" | 1 3/4" | 0 HR | HM | SD3 | POLYSTYRENE CORE | COLD ROLLED STEEL | SQUARE EDGE | 18GA | PRIMER | NO STC | 3/4" | INCLUDE | PS | P27 | 7 1/4" | STEEL STUD ANCHOR | FLOOR ANCHOR | 3 PER JAMB | DOUBLE PROFILE | F1 | FACE WELDED | 16GA | PRIMER | NO PREHING | 2" | - | INCLUDE | 53 | INCLUDE
D2-070 | BUILDING 1 | LEVEL 2 | ENVIRO. SERV. | 1 | RIGHT HAND REVERSE | SWING | SINGLE | INTERIOR |  | 3'-0" | 7'-0" | 1 3/4" | 0 HR | HM | SD1 | POLYSTYRENE CORE | COLD ROLLED STEEL | SQUARE EDGE | 18GA | PRIMER | NO STC | 3/4" | INCLUDE | PS | P29 | 8 1/2" | STEEL STUD ANCHOR | FLOOR ANCHOR | 3 PER JAMB | DOUBLE PROFILE | F1 | FACE WELDED | 16GA | PRIMER | NO PREHING | 2" | - | INCLUDE | 47 | INCLUDE
D2-071 | BUILDING 1 | LEVEL 2 | BOH | 1 | LEFT HAND | SWING | SINGLE | INTERIOR |  | 3'-10" | 7'-0" | 1 3/4" | 3/4 HR | HM | SD1 | POLYSTYRENE CORE | COLD ROLLED STEEL | SQUARE EDGE | 18GA | PRIMER | NO STC | 3/4" | INCLUDE | PS | P4 | 7 1/4" | STEEL STUD ANCHOR | FLOOR ANCHOR | 3 PER JAMB | DOUBLE PROFILE | F1 | FACE WELDED | 16GA | PRIMER | NO PREHING | 2" | - | INCLUDE | 54 | INCLUDE
D2-072 | BUILDING 1 | LEVEL 2 | OFFICE - LTC COORDINATORS | 1 | RIGHT HAND | SWING | SINGLE | INTERIOR |  | 3'-0" | 7'-0" | 1 3/4" | 0 HR | SCW | SD3 | PARTICLEBOARD CORE | - | - | - | PRIMER | NO STC | 3/4" | INCLUDE | PS | P23 | 4 7/8" | STEEL STUD ANCHOR | FLOOR ANCHOR | 3 PER JAMB | DOUBLE PROFILE | F1 | FACE WELDED | 16GA | PRIMER | NO PREHING | 2" | - | INCLUDE | 2 | INCLUDE
D2-073 | BUILDING 1 | LEVEL 2 | VISITOR WC | 1 | LEFT HAND REVERSE | SWING | SINGLE | INTERIOR |  | 3'-10" | 7'-0" | 1 3/4" | 0 HR | SCW | SD1 | PARTICLEBOARD CORE | - | - | - | PRIMER | NO STC | 3/4" | INCLUDE | PS | P23 | 4 7/8" | STEEL STUD ANCHOR | FLOOR ANCHOR | 3 PER JAMB | DOUBLE PROFILE | F1 | FACE WELDED | 16GA | PRIMER | NO PREHING | 2" | - | INCLUDE | 7 | INCLUDE
D2-074 | BUILDING 1 | LEVEL 2 | CONSULTATION ROOM | 1 | RIGHT HAND REVERSE | SWING | SINGLE | INTERIOR |  | 3'-0" | 7'-0" | 1 3/4" | 0 HR | SCW | SD3 | PARTICLEBOARD CORE | - | - | - | PRIMER | NO STC | 3/4" | INCLUDE | PS | P23 | 4 7/8" | STEEL STUD ANCHOR | FLOOR ANCHOR | 3 PER JAMB | DOUBLE PROFILE | F1 | FACE WELDED | 16GA | PRIMER | NO PREHING | 2" | - | INCLUDE | 94 | INCLUDE
D2-075 | BUILDING 1 | LEVEL 2 | EXAM ROOM | 1 | LEFT HAND | SWING | SINGLE | INTERIOR |  | 3'-10" | 7'-0" | 1 3/4" | 0 HR | SCW | SD1 | PARTICLEBOARD CORE | - | - | - | PRIMER | NO STC | 3/4" | INCLUDE | PS | P28 | 7 1/4" | STEEL STUD ANCHOR | FLOOR ANCHOR | 3 PER JAMB | DOUBLE PROFILE | F1 | FACE WELDED | 16GA | PRIMER | NO PREHING | 2" | - | INCLUDE | 95 | INCLUDE
D2-076.1 | BUILDING 1 | LEVEL 2 | ADL SUITE | 1 | RIGHT HAND | SWING | SINGLE | INTERIOR |  | 3'-10" | 7'-0" | 1 3/4" | 0 HR | SCW | SD1 | PARTICLEBOARD CORE | - | - | - | PRIMER | NO STC | 3/4" | INCLUDE | PS | P23 | 4 7/8" | STEEL STUD ANCHOR | FLOOR ANCHOR | 3 PER JAMB | DOUBLE PROFILE | F1 | FACE WELDED | 16GA | PRIMER | NO PREHING | 2" | - | INCLUDE | 96 | INCLUDE
D2-076.1.1 | BUILDING 1 | LEVEL 2 | ADL WC | 1 | LEFT HAND REVERSE | SWING | SINGLE | INTERIOR |  | 3'-10" | 7'-0" | 1 3/4" | 0 HR | SCW | SD1 | PARTICLEBOARD CORE | - | - | - | PRIMER | NO STC | 3/4" | INCLUDE | PS | P30 | 8 1/2" | STEEL STUD ANCHOR | FLOOR ANCHOR | 3 PER JAMB | DOUBLE PROFILE | F1 | FACE WELDED | 16GA | PRIMER | NO PREHING | 2" | - | INCLUDE | 37 | INCLUDE
D2-076.2 | BUILDING 1 | LEVEL 2 | WC | 1 | RIGHT HAND REVERSE | SWING | SINGLE | INTERIOR |  | 3'-10" | 7'-0" | 1 3/4" | 0 HR | SCW | SD1 | PARTICLEBOARD CORE | - | - | - | PRIMER | NO STC | 3/4" | INCLUDE | PS | P28 | 7 1/4" | STEEL STUD ANCHOR | FLOOR ANCHOR | 3 PER JAMB | DOUBLE PROFILE | F1 | FACE WELDED | 16GA | PRIMER | NO PREHING | 2" | - | INCLUDE | 97 | INCLUDE
D2-076a | BUILDING 1 | LEVEL 2 | REHAB AREA | 1 | LEFT HAND | SWING | SINGLE | INTERIOR |  | 3'-8" | 6'-7" | 1 3/4" | 0 HR | SCW | SD7 | PARTICLEBOARD CORE | - | - | - | PRIMER | NO STC | 3/4" | INCLUDE | PS | P28 | 7 1/4" | STEEL STUD ANCHOR | FLOOR ANCHOR | 3 PER JAMB | DOUBLE PROFILE | F1 | FACE WELDED | 16GA | PRIMER | NO PREHING | 2" | - | INCLUDE | 98 | INCLUDE
D2-076b | BUILDING 1 | LEVEL 2 | REHAB AREA | 1 | RIGHT HAND | SWING | SINGLE | INTERIOR |  | 3'-1" | 7'-0" | 1 3/4" | 0 HR | SCW | SD7 | PARTICLEBOARD CORE | - | - | - | PRIMER | NO STC | 3/4" | INCLUDE | PS | P35 | 10 1/2" | STEEL STUD ANCHOR | FLOOR ANCHOR | 3 PER JAMB | DOUBLE PROFILE | F1 | FACE WELDED | 16GA | PRIMER | NO PREHING | 2" | - | INCLUDE | 45 | INCLUDE
D2-077.1 | BUILDING 1 | LEVEL 2 | SACRED SPACE | 1 | LEFT HAND REVERSE | SWING | SINGLE | INTERIOR |  | 3'-10" | 7'-0" | 1 3/4" | 0 HR | SCW | SD1 | PARTICLEBOARD CORE | - | - | - | PRIMER | NO STC | 3/4" | INCLUDE | PS | P23 | 4 7/8" | STEEL STUD ANCHOR | FLOOR ANCHOR | 3 PER JAMB | DOUBLE PROFILE | F1 | FACE WELDED | 16GA | PRIMER | NO PREHING | 2" | - | INCLUDE | 97 | INCLUDE
D2-077a | BUILDING 1 | LEVEL 2 | SACRED SPACE | 1 | LEFT HAND | SWING | DOUBLE | INTERIOR |  | (2)3'-0" | 7'-0" | 1 3/4" | 0 HR | SCW | DD7 | PARTICLEBOARD CORE | - | - | - | PRIMER | NO STC | 3/4" | INCLUDE | PS | P29 | 8 1/2" | STEEL STUD ANCHOR | FLOOR ANCHOR | 3 PER JAMB | DOUBLE PROFILE | F2 | FACE WELDED | 16GA | PRIMER | NO PREHING | 2" | - | INCLUDE | 100 | INCLUDE
D2-129 | BUILDING 1 | LEVEL 2 | PUMP ROOM | 1 | LEFT HAND REVERSE | SWING | SINGLE | INTERIOR |  | 3'-0" | 7'-0" | 1 3/4" | 1 1/2 HR | HM | SD1 | POLYSTYRENE CORE | COLD ROLLED STEEL | SQUARE EDGE | 18GA | PRIMER | NO STC | 3/4" | INCLUDE | PS | P9 | 8 1/2" | STEEL STUD ANCHOR | FLOOR ANCHOR | 3 PER JAMB | DOUBLE PROFILE | F1 | FACE WELDED | 16GA | PRIMER | NO PREHING | 2" | - | INCLUDE | 35 | INCLUDE
D2-COMM.1 | BUILDING 1 | LEVEL 2 | TR-A2A | 1 | RIGHT HAND REVERSE | SWING | SINGLE | INTERIOR |  | 3'-0" | 7'-0" | 1 3/4" | 0 HR | HM | SD1 | POLYSTYRENE CORE | COLD ROLLED STEEL | SQUARE EDGE | 18GA | PRIMER | NO STC | 3/4" | INCLUDE | PS | P22 | 4 5/8" | STEEL STUD ANCHOR | FLOOR ANCHOR | 3 PER JAMB | DOUBLE PROFILE | F1 | FACE WELDED | 16GA | PRIMER | NO PREHING | 2" | - | INCLUDE | 58 | INCLUDE
D2-COMM.2 | BUILDING 1 | LEVEL 2 | TR-A2B | 1 | LEFT HAND | SWING | SINGLE | INTERIOR |  | 3'-0" | 7'-0" | 1 3/4" | 0 HR | HM | SD1 | POLYSTYRENE CORE | COLD ROLLED STEEL | SQUARE EDGE | 18GA | PRIMER | NO STC | 3/4" | INCLUDE | PS | P30 | 8 1/2" | STEEL STUD ANCHOR | FLOOR ANCHOR | 3 PER JAMB | DOUBLE PROFILE | F1 | FACE WELDED | 16GA | PRIMER | NO PREHING | 2" | - | INCLUDE | 57 | INCLUDE
D2-COMM.3 | BUILDING 1 | LEVEL 2 | TR-A2C | 1 | RIGHT HAND | SWING | SINGLE | INTERIOR |  | 3'-0" | 7'-0" | 1 3/4" | 0 HR | HM | SD1 | POLYSTYRENE CORE | COLD ROLLED STEEL | SQUARE EDGE | 18GA | PRIMER | NO STC | 3/4" | INCLUDE | PS | P27 | 7 1/4" | STEEL STUD ANCHOR | FLOOR ANCHOR | 3 PER JAMB | DOUBLE PROFILE | F1 | FACE WELDED | 16GA | PRIMER | NO PREHING | 2" | - | INCLUDE | 58 | INCLUDE
D2-CORR.3 | BUILDING 1 | LEVEL 2 | CORRIDOR | 1 | LEFT HAND REVERSE | SWING | DOUBLE | INTERIOR |  | (2)3'-0" | 7'-0" | 1 3/4" | 3/4 HR | HM | DD1 | POLYSTYRENE CORE | COLD ROLLED STEEL | SQUARE EDGE | 18GA | PRIMER | NO STC | 3/4" | INCLUDE | PS | P4 | 7 1/4" | STEEL STUD ANCHOR | FLOOR ANCHOR | 3 PER JAMB | DOUBLE PROFILE | F2 | FACE WELDED | 16GA | PRIMER | NO PREHING | 2" | - | INCLUDE | 101 | INCLUDE
D2-CORR.5 | BUILDING 1 | LEVEL 2 | CORRIDOR | 1 | RIGHT HAND REVERSE | SWING | DOUBLE | INTERIOR |  | (2)3'-0" | 7'-0" | 1 3/4" | 3/4 HR | HM | DD1 | POLYSTYRENE CORE | COLD ROLLED STEEL | SQUARE EDGE | 18GA | PRIMER | NO STC | 3/4" | INCLUDE | PS | P4 | 7 1/4" | STEEL STUD ANCHOR | FLOOR ANCHOR | 3 PER JAMB | DOUBLE PROFILE | F2 | FACE WELDED | 16GA | PRIMER | NO PREHING | 2" | - | INCLUDE | 101 | INCLUDE
D2-CORR.6 | BUILDING 1 | LEVEL 2 | SERVICE CORRIDOR | 1 | LEFT HAND | SWING | SINGLE | INTERIOR |  | 3'-10" | 7'-0" | 1 3/4" | 0 HR | HM | SD1 | POLYSTYRENE CORE | COLD ROLLED STEEL | SQUARE EDGE | 18GA | PRIMER | NO STC | 3/4" | INCLUDE | PS | P26 | 7 1/4" | STEEL STUD ANCHOR | FLOOR ANCHOR | 3 PER JAMB | DOUBLE PROFILE | F1 | FACE WELDED | 16GA | PRIMER | NO PREHING | 2" | - | INCLUDE | 59 | INCLUDE
D2-CORR.10 | BUILDING 1 | LEVEL 2 | CORRIDOR | 1 | RIGHT HAND | SWING | SINGLE | INTERIOR |  | 3'-10" | 7'-0" | 1 3/4" | 3/4 HR | HM | SD1 | POLYSTYRENE CORE | COLD ROLLED STEEL | SQUARE EDGE | 18GA | PRIMER | NO STC | 3/4" | INCLUDE | PS | P27 | 7 1/4" | STEEL STUD ANCHOR | FLOOR ANCHOR | 3 PER JAMB | DOUBLE PROFILE | F1 | FACE WELDED | 16GA | PRIMER | NO PREHING | 2" | - | INCLUDE | 61 | INCLUDE
D2-ELEC.1 | BUILDING 1 | LEVEL 2 | ELEC CLOSET | 1 | LEFT HAND REVERSE | SWING | SINGLE | INTERIOR |  | 3'-0" | 7'-0" | 1 3/4" | 0 HR | HM | SD1 | POLYSTYRENE CORE | COLD ROLLED STEEL | SQUARE EDGE | 18GA | PRIMER | NO STC | 3/4" | INCLUDE | PS | P9 | 8 1/2" | STEEL STUD ANCHOR | FLOOR ANCHOR | 3 PER JAMB | DOUBLE PROFILE | F1 | FACE WELDED | 16GA | PRIMER | NO PREHING | 2" | - | INCLUDE | 62 | INCLUDE
D2-ELEC.2 | BUILDING 1 | LEVEL 2 | ELEC RISER | 1 | RIGHT HAND REVERSE | SWING | SINGLE | INTERIOR |  | 3'-10" | 7'-0" | 1 3/4" | 1 1/2 HR | HM | SD1 | POLYSTYRENE CORE | COLD ROLLED STEEL | SQUARE EDGE | 18GA | PRIMER | NO STC | 3/4" | INCLUDE | PS | P9 | 8 1/2" | STEEL STUD ANCHOR | FLOOR ANCHOR | 3 PER JAMB | DOUBLE PROFILE | F1 | FACE WELDED | 16GA | PRIMER | NO PREHING | 2" | - | INCLUDE | 102 | INCLUDE
D2-ELEC.3 | BUILDING 1 | LEVEL 2 | ELECTRICAL | 1 | LEFT HAND | SWING | DOUBLE | INTERIOR |  | (2)3'-0" | 7'-0" | 1 3/4" | 1 1/2 HR | HM | DD1 | POLYSTYRENE CORE | COLD ROLLED STEEL | SQUARE EDGE | 18GA | PRIMER | NO STC | 3/4" | INCLUDE | PS | P10 | 10 1/2" | STEEL STUD ANCHOR | FLOOR ANCHOR | 3 PER JAMB | DOUBLE PROFILE | F2 | FACE WELDED | 16GA | PRIMER | NO PREHING | 2" | - | INCLUDE | 68 | INCLUDE
D2-ELEC.4 | BUILDING 1 | LEVEL 2 | ELEC CLOSET | 1 | RIGHT HAND | SWING | SINGLE | INTERIOR |  | 3'-0" | 7'-0" | 1 3/4" | 0 HR | HM | SD1 | POLYSTYRENE CORE | COLD ROLLED STEEL | SQUARE EDGE | 18GA | PRIMER | NO STC | 3/4" | INCLUDE | PS | P30 | 8 1/2" | STEEL STUD ANCHOR | FLOOR ANCHOR | 3 PER JAMB | DOUBLE PROFILE | F1 | FACE WELDED | 16GA | PRIMER | NO PREHING | 2" | - | INCLUDE | 62 | INCLUDE
D2-ELEC.5 | BUILDING 1 | LEVEL 2 | ELEC CLOSET | 1 | LEFT HAND REVERSE | SWING | SINGLE | INTERIOR |  | 3'-0" | 7'-0" | 1 3/4" | 0 HR | HM | SD1 | POLYSTYRENE CORE | COLD ROLLED STEEL | SQUARE EDGE | 18GA | PRIMER | NO STC | 3/4" | INCLUDE | PS | P30 | 8 1/2" | STEEL STUD ANCHOR | FLOOR ANCHOR | 3 PER JAMB | DOUBLE PROFILE | F1 | FACE WELDED | 16GA | PRIMER | NO PREHING | 2" | - | INCLUDE | 62 | INCLUDE
D2-MECH.2 | BUILDING 1 | LEVEL 2 | MECH | 1 | LEFT HAND | SWING | SINGLE | INTERIOR |  | 4'-0" | 7'-0" | 1 3/4" | 1 1/2 HR | HM | SD1 | POLYSTYRENE CORE | COLD ROLLED STEEL | SQUARE EDGE | 18GA | PRIMER | NO STC | 3/4" | INCLUDE | PS | P9 | 8 1/2" | STEEL STUD ANCHOR | FLOOR ANCHOR | 3 PER JAMB | DOUBLE PROFILE | F1 | FACE WELDED | 16GA | PRIMER | NO PREHING | 2" | - | INCLUDE | 69 | INCLUDE
D2-ST.1 | BUILDING 1 | LEVEL 2 | STAIR A | 1 | RIGHT HAND | SWING | SINGLE | INTERIOR |  | 4'-0" | 7'-0" | 1 3/4" | 1 1/2 HR | HM | SD1 | POLYSTYRENE CORE | COLD ROLLED STEEL | SQUARE EDGE | 18GA | PRIMER | NO STC | 3/4" | INCLUDE | PS | P9 | 8 1/2" | STEEL STUD ANCHOR | FLOOR ANCHOR | 3 PER JAMB | DOUBLE PROFILE | F1 | FACE WELDED | 16GA | PRIMER | NO PREHING | 2" | - | INCLUDE | 80 | INCLUDE
D2-ST.2a | BUILDING 1 | LEVEL 2 | STAIR B | 1 | LEFT HAND REVERSE | SWING | SINGLE | INTERIOR |  | 4'-0" | 7'-0" | 1 3/4" | 1 1/2 HR | HM | SD1 | POLYSTYRENE CORE | COLD ROLLED STEEL | SQUARE EDGE | 18GA | PRIMER | NO STC | 3/4" | INCLUDE | PS | *FP | 4 3/4" | STEEL STUD ANCHOR | FLOOR ANCHOR | 3 PER JAMB | DOUBLE PROFILE | F1 | FACE WELDED | 16GA | PRIMER | NO PREHING | 2" | - | INCLUDE | 71 | INCLUDE
D2-ST.2b | BUILDING 1 | LEVEL 2 | STAIR B | 1 | RIGHT HAND REVERSE | SWING | SINGLE | INTERIOR |  | 3'-10" | 7'-0" | 1 3/4" | 0 HR | HMI | SD1 | POLYSTYRENE CORE | COLD ROLLED STEEL | SQUARE EDGE | 18GA | PRIMER | NO STC | 3/4" | INCLUDE | PSI | P9 | 8 1/2" | STEEL STUD ANCHOR | FLOOR ANCHOR | 3 PER JAMB | DOUBLE PROFILE | F1 | FACE WELDED | 16GA | PRIMER | NO PREHING | 2" | - | INCLUDE | 73 | INCLUDE
D2-ST.3b | BUILDING 1 | LEVEL 2 | STAIR C | 1 | LEFT HAND | SWING | SINGLE | INTERIOR |  | 3'-0" | 7'-0" | 1 3/4" | 1 1/2 HR | HM | SD1 | POLYSTYRENE CORE | COLD ROLLED STEEL | SQUARE EDGE | 18GA | PRIMER | NO STC | 3/4" | INCLUDE | PS | P9 | 8 1/2" | STEEL STUD ANCHOR | FLOOR ANCHOR | 3 PER JAMB | DOUBLE PROFILE | F1 | FACE WELDED | 16GA | PRIMER | NO PREHING | 2" | - | INCLUDE | 103 | INCLUDE
D2-ST.4 | BUILDING 1 | LEVEL 2 | STAIR D | 1 | RIGHT HAND | SWING | SINGLE | INTERIOR |  | 4'-0" | 7'-0" | 1 3/4" | 1 1/2 HR | HM | SD1 | POLYSTYRENE CORE | COLD ROLLED STEEL | SQUARE EDGE | 18GA | PRIMER | NO STC | 3/4" | INCLUDE | PS | *FP | 4 3/4" | STEEL STUD ANCHOR | FLOOR ANCHOR | 3 PER JAMB | DOUBLE PROFILE | F1 | FACE WELDED | 16GA | PRIMER | NO PREHING | 2" | - | INCLUDE | 80 | INCLUDE
D2-ST.5 | BUILDING 1 | LEVEL 2 | STAIR E | 1 | LEFT HAND REVERSE | SWING | SINGLE | INTERIOR |  | 4'-0" | 7'-0" | 1 3/4" | 1 1/2 HR | HM | SD1 | POLYSTYRENE CORE | COLD ROLLED STEEL | SQUARE EDGE | 18GA | PRIMER | NO STC | 3/4" | INCLUDE | PS | *FP | 4 3/4" | STEEL STUD ANCHOR | FLOOR ANCHOR | 3 PER JAMB | DOUBLE PROFILE | F1 | FACE WELDED | 16GA | PRIMER | NO PREHING | 2" | - | INCLUDE | 71 | INCLUDE
D2-STOR.1 | BUILDING 1 | LEVEL 2 | STORAGE | 1 | RIGHT HAND REVERSE | SWING | SINGLE | INTERIOR |  | 3'-0" | 7'-0" | 1 3/4" | 3/4 HR | HM | SD1 | POLYSTYRENE CORE | COLD ROLLED STEEL | SQUARE EDGE | 18GA | PRIMER | NO STC | 3/4" | INCLUDE | PS | P11 | 9 1/4" | STEEL STUD ANCHOR | FLOOR ANCHOR | 3 PER JAMB | DOUBLE PROFILE | F1 | FACE WELDED | 16GA | PRIMER | NO PREHING | 2" | - | INCLUDE | 35 | INCLUDE
D2-STOR.2 | BUILDING 1 | LEVEL 2 | EQUIP. STORAGE | 1 | LEFT HAND | SWING | SINGLE | INTERIOR |  | 3'-0" | 7'-0" | 1 3/4" | 1 1/2 HR | HM | SD1 | POLYSTYRENE CORE | COLD ROLLED STEEL | SQUARE EDGE | 18GA | PRIMER | NO STC | 3/4" | INCLUDE | PS | P9 | 8 1/2" | STEEL STUD ANCHOR | FLOOR ANCHOR | 3 PER JAMB | DOUBLE PROFILE | F1 | FACE WELDED | 16GA | PRIMER | NO PREHING | 2" | - | INCLUDE | 104 | INCLUDE
D2-STOR.3 | BUILDING 1 | LEVEL 2 | STORAGE | 1 | RIGHT HAND | SWING | SINGLE | INTERIOR |  | 3'-0" | 7'-0" | 1 3/4" | 3/4 HR | HM | SD1 | POLYSTYRENE CORE | COLD ROLLED STEEL | SQUARE EDGE | 18GA | PRIMER | NO STC | 3/4" | INCLUDE | PS | P4 | 7 1/4" | STEEL STUD ANCHOR | FLOOR ANCHOR | 3 PER JAMB | DOUBLE PROFILE | F1 | FACE WELDED | 16GA | PRIMER | NO PREHING | 2" | - | INCLUDE | 35 | INCLUDE
D2-VEST.1a | BUILDING 1 | LEVEL 2 | VESTIBULE | 1 | LEFT HAND REVERSE | SWING | SINGLE | INTERIOR |  | 3'-10" | 7'-0" | 1 3/4" | 3/4 HR | HM | SD1 | POLYSTYRENE CORE | COLD ROLLED STEEL | SQUARE EDGE | 18GA | PRIMER | NO STC | 3/4" | INCLUDE | PS | P10 | 10 1/2" | STEEL STUD ANCHOR | FLOOR ANCHOR | 3 PER JAMB | DOUBLE PROFILE | F1 | FACE WELDED | 16GA | PRIMER | NO PREHING | 2" | - | INCLUDE | 105 | INCLUDE
D2-VEST.1b | BUILDING 1 | LEVEL 2 | VESTIBULE | 1 | RIGHT HAND REVERSE | SWING | DOUBLE | INTERIOR |  | 7'-3" | 7'-0" | 1 3/4" | 0 HR | SCW | DD3 | PARTICLEBOARD CORE | - | - | - | PRIMER | NO STC | 3/4" | INCLUDE | PS | P34 | 10 1/2" | STEEL STUD ANCHOR | FLOOR ANCHOR | 3 PER JAMB | DOUBLE PROFILE | F2 | FACE WELDED | 16GA | PRIMER | NO PREHING | 2" | - | INCLUDE | 100 | INCLUDE
D2-VEST.1c | BUILDING 1 | LEVEL 2 | VESTIBULE | 1 | LEFT HAND | SWING | DOUBLE | INTERIOR |  | 7'-3" | 7'-0" | 1 3/4" | 0 HR | SCW | DD3 | PARTICLEBOARD CORE | - | - | - | PRIMER | NO STC | 3/4" | INCLUDE | PS | P26 | 7 1/4" | STEEL STUD ANCHOR | FLOOR ANCHOR | 3 PER JAMB | DOUBLE PROFILE | F2 | FACE WELDED | 16GA | PRIMER | NO PREHING | 2" | - | INCLUDE | 100 | INCLUDE
D2-VEST.1d | BUILDING 1 | LEVEL 2 | VESTIBULE | 1 | RIGHT HAND | SWING | SINGLE | INTERIOR |  | 3'-8" | 7'-0" | 1 3/4" | 3/4 HR | HM | SD3 | POLYSTYRENE CORE | COLD ROLLED STEEL | SQUARE EDGE | 18GA | PRIMER | NO STC | 3/4" | INCLUDE | PS | P10 | 10 1/2" | STEEL STUD ANCHOR | FLOOR ANCHOR | 3 PER JAMB | DOUBLE PROFILE | F1 | FACE WELDED | 16GA | PRIMER | NO PREHING | 2" | - | INCLUDE | 106 | INCLUDE
D2-VEST.3a | BUILDING 1 | LEVEL 2 | STAFF LOUNGE | 1 | LEFT HAND REVERSE | SWING | DOUBLE | INTERIOR |  | (2)3'-0" | 7'-0" | 1 3/4" | 0 HR | HM | DD7 | POLYSTYRENE CORE | COLD ROLLED STEEL | SQUARE EDGE | 18GA | PRIMER | NO STC | 3/4" | INCLUDE | PS | P24 | 4 7/8" | STEEL STUD ANCHOR | FLOOR ANCHOR | 3 PER JAMB | DOUBLE PROFILE | F2 | FACE WELDED | 16GA | PRIMER | NO PREHING | 2" | - | INCLUDE | 33 | INCLUDE
D2-VEST.4 | BUILDING 1 | LEVEL 2 | SERVICE VESTIBULE | 1 | LEFT HAND | SWING | SINGLE | INTERIOR |  | 3'-10" | 7'-0" | 1 3/4" | 0 HR | HM | SD1 | POLYSTYRENE CORE | COLD ROLLED STEEL | SQUARE EDGE | 18GA | PRIMER | NO STC | 3/4" | INCLUDE | PS | P26 | 7 1/4" | STEEL STUD ANCHOR | FLOOR ANCHOR | 3 PER JAMB | DOUBLE PROFILE | F1 | FACE WELDED | 16GA | PRIMER | NO PREHING | 2" | - | INCLUDE | 80 | INCLUDE
D3-001a | BUILDING 1 | LEVEL 3 | CLEAN UTILITY | 1 | RIGHT HAND | SWING | SINGLE | INTERIOR |  | 3'-0" | 7'-0" | 1 3/4" | 0 HR | HM | SD3 | POLYSTYRENE CORE | COLD ROLLED STEEL | SQUARE EDGE | 18GA | PRIMER | NO STC | 3/4" | INCLUDE | PS | P27 | 7 1/4" | STEEL STUD ANCHOR | FLOOR ANCHOR | 3 PER JAMB | DOUBLE PROFILE | F1 | FACE WELDED | 16GA | PRIMER | NO PREHING | 2" | - | INCLUDE | 47 | INCLUDE
D1-001 | BUILDING 1 | LEVEL 1 | VISITOR WC | 1 | LEFT HAND REVERSE | SWING | SINGLE | INTERIOR |  | 3'-0" | 7'-0" | 1 3/4" | 0 HR | SCW | SD1 | PARTICLEBOARD CORE | - | - | - | PRIMER | NO STC | 3/4" | INCLUDE | PS | P28 | 7 1/4" | STEEL STUD ANCHOR | FLOOR ANCHOR | 3 PER JAMB | DOUBLE PROFILE | F1 | FACE WELDED | 16GA | PRIMER | NO PREHING | 2" | - | INCLUDE | 001W | INCLUDE
D1-002 | BUILDING 1 | LEVEL 1 | OFFICE - SUPPORT SERVICES | 1 | RIGHT HAND REVERSE | SWING | SINGLE | INTERIOR |  | 3'-0" | 7'-0" | 1 3/4" | 0 HR | SCW | SD3 | PARTICLEBOARD CORE | - | - | - | PRIMER | NO STC | 3/4" | INCLUDE | PS | P34 | 10 1/2" | STEEL STUD ANCHOR | FLOOR ANCHOR | 3 PER JAMB | DOUBLE PROFILE | F1 | FACE WELDED | 16GA | PRIMER | NO PREHING | 2" | - | INCLUDE | 2 | INCLUDE
D1-003b | BUILDING 1 | LEVEL 1 | CHILDCARE TENANT | 1 | RIGHT HAND | SWING | SINGLE | INTERIOR |  | 3'-0" | 7'-0" | 1 3/4" | 1 1/2 HR | HM | SD1 | POLYSTYRENE CORE | COLD ROLLED STEEL | SQUARE EDGE | 18GA | PRIMER | NO STC | 3/4" | INCLUDE | PS | P9 | 8 1/2" | STEEL STUD ANCHOR | FLOOR ANCHOR | 3 PER JAMB | DOUBLE PROFILE | F1 | FACE WELDED | 16GA | PRIMER | NO PREHING | 2" | - | INCLUDE | 4 | INCLUDE
D1-004 | BUILDING 1 | LEVEL 1 | CLEAN UTILITY | 1 | LEFT HAND REVERSE | SWING | SINGLE | INTERIOR |  | 3'-0" | 7'-0" | 1 3/4" | 0 HR | HM | SD3 | POLYSTYRENE CORE | COLD ROLLED STEEL | SQUARE EDGE | 18GA | PRIMER | NO STC | 3/4" | INCLUDE | PS | P26 | 7 1/4" | STEEL STUD ANCHOR | FLOOR ANCHOR | 3 PER JAMB | DOUBLE PROFILE | F1 | FACE WELDED | 16GA | PRIMER | NO PREHING | 2" | - | INCLUDE | 5 | INCLUDE
D1-005.1 | BUILDING 1 | LEVEL 1 | WC | 1 | RIGHT HAND REVERSE | SWING | SINGLE | INTERIOR |  | 3'-10" | 7'-0" | 1 3/4" | 0 HR | SCW | SD1 | PARTICLEBOARD CORE | - | - | - | PRIMER | NO STC | 3/4" | INCLUDE | PS | P32 | 9 1/4" | STEEL STUD ANCHOR | FLOOR ANCHOR | 3 PER JAMB | DOUBLE PROFILE | F1 | FACE WELDED | 16GA | PRIMER | NO PREHING | 2" | - | INCLUDE | 7 | INCLUDE
D1-005.2 | BUILDING 1 | LEVEL 1 | STORAGE | 1 | LEFT HAND | SWING | SINGLE | INTERIOR |  | 3'-0" | 7'-0" | 1 3/4" | 3/4 HR | HM | SD1 | POLYSTYRENE CORE | COLD ROLLED STEEL | SQUARE EDGE | 18GA | PRIMER | NO STC | 3/4" | INCLUDE | PS | P32 | 9 1/4" | STEEL STUD ANCHOR | FLOOR ANCHOR | 3 PER JAMB | DOUBLE PROFILE | F1 | FACE WELDED | 16GA | PRIMER | NO PREHING | 2" | - | INCLUDE | 5 | INCLUDE
D1-005.3 | BUILDING 1 | LEVEL 1 | WC | 1 | RIGHT HAND | SWING | SINGLE | INTERIOR |  | 3'-10" | 7'-0" | 1 3/4" | 0 HR | SCW | SD1 | PARTICLEBOARD CORE | - | - | - | PRIMER | NO STC | 3/4" | INCLUDE | PS | P28 | 7 1/4" | STEEL STUD ANCHOR | FLOOR ANCHOR | 3 PER JAMB | DOUBLE PROFILE | F1 | FACE WELDED | 16GA | PRIMER | NO PREHING | 2" | - | INCLUDE | 1 | INCLUDE
D1-005.4 | BUILDING 1 | LEVEL 1 | QUIET ROOM | 1 | LEFT HAND REVERSE | SWING | SINGLE | INTERIOR |  | 3'-10" | 7'-0" | 1 3/4" | 0 HR | SCW | SD1 | PARTICLEBOARD CORE | - | - | - | PRIMER | NO STC | 3/4" | INCLUDE | PS | P28 | 7 1/4" | STEEL STUD ANCHOR | FLOOR ANCHOR | 3 PER JAMB | DOUBLE PROFILE | F1 | FACE WELDED | 16GA | PRIMER | NO PREHING | 2" | - | INCLUDE | 8 | INCLUDE
D1-005.5 | BUILDING 1 | LEVEL 1 | STORAGE | 1 | RIGHT HAND REVERSE | SWING | SINGLE | INTERIOR |  | 3'-0" | 7'-0" | 1 3/4" | 3/4 HR | HM | SD1 | POLYSTYRENE CORE | COLD ROLLED STEEL | SQUARE EDGE | 18GA | PRIMER | NO STC | 3/4" | INCLUDE | PS | P28 | 7 1/4" | STEEL STUD ANCHOR | FLOOR ANCHOR | 3 PER JAMB | DOUBLE PROFILE | F1 | FACE WELDED | 16GA | PRIMER | NO PREHING | 2" | - | INCLUDE | 9 | INCLUDE
D1-005a | BUILDING 1 | LEVEL 1 | MULTIPURPOSE ROOM | 1 | LEFT HAND | SWING | DOUBLE | INTERIOR |  | 6'-0" | 7'-0" | 1 3/4" | 0 HR | SCW | DD3 | PARTICLEBOARD CORE | - | - | - | PRIMER | NO STC | 3/4" | INCLUDE | PS | P26 | 7 1/4" | STEEL STUD ANCHOR | FLOOR ANCHOR | 3 PER JAMB | DOUBLE PROFILE | F2 | FACE WELDED | 16GA | PRIMER | NO PREHING | 2" | - | INCLUDE | 10 | INCLUDE
D1-006 | BUILDING 1 | LEVEL 1 | STAFF WC | 1 | RIGHT HAND | SWING | SINGLE | INTERIOR |  | 3'-0" | 7'-0" | 1 3/4" | 0 HR | SCW | SD1 | PARTICLEBOARD CORE | - | - | - | PRIMER | NO STC | 3/4" | INCLUDE | PS | P32 | 9 1/4" | STEEL STUD ANCHOR | FLOOR ANCHOR | 3 PER JAMB | DOUBLE PROFILE | F1 | FACE WELDED | 16GA | PRIMER | NO PREHING | 2" | - | INCLUDE | 11 | INCLUDE
D1-007 | BUILDING 1 | LEVEL 1 | EXAM ROOM | 1 | LEFT HAND REVERSE | SWING | SINGLE | INTERIOR |  | 3'-0" | 7'-0" | 1 3/4" | 0 HR | SCW | SD1 | PARTICLEBOARD CORE | - | - | - | PRIMER | NO STC | 3/4" | INCLUDE | PS | P32 | 9 1/4" | STEEL STUD ANCHOR | FLOOR ANCHOR | 3 PER JAMB | DOUBLE PROFILE | F1 | FACE WELDED | 16GA | PRIMER | NO PREHING | 2" | - | INCLUDE | 12 | INCLUDE
D1-010 | BUILDING 1 | LEVEL 1 | OFFICE | 1 | RIGHT HAND REVERSE | SWING | SINGLE | INTERIOR |  | 3'-0" | 7'-0" | 1 3/4" | 0 HR | SCW | SD3 | PARTICLEBOARD CORE | - | - | - | PRIMER | NO STC | 3/4" | INCLUDE | PS | P28 | 7 1/4" | STEEL STUD ANCHOR | FLOOR ANCHOR | 3 PER JAMB | DOUBLE PROFILE | F1 | FACE WELDED | 16GA | PRIMER | NO PREHING | 2" | - | INCLUDE | 13 | INCLUDE
D1-011 | BUILDING 1 | LEVEL 1 | OFFICE | 1 | LEFT HAND | SWING | SINGLE | INTERIOR |  | 3'-0" | 7'-0" | 1 3/4" | 0 HR | SCW | SD3 | PARTICLEBOARD CORE | - | - | - | PRIMER | NO STC | 3/4" | INCLUDE | PS | P32 | 9 1/4" | STEEL STUD ANCHOR | FLOOR ANCHOR | 3 PER JAMB | DOUBLE PROFILE | F1 | FACE WELDED | 16GA | PRIMER | NO PREHING | 2" | - | INCLUDE | 14 | INCLUDE
D1-011.1 | BUILDING 1 | LEVEL 1 | STAFF LOUNGE | 1 | RIGHT HAND | SWING | SINGLE | INTERIOR |  | 3'-0" | 7'-0" | 1 3/4" | 0 HR | SCW | SD3 | PARTICLEBOARD CORE | - | - | - | PRIMER | NO STC | 3/4" | INCLUDE | PS | P28 | 7 1/4" | STEEL STUD ANCHOR | FLOOR ANCHOR | 3 PER JAMB | DOUBLE PROFILE | F1 | FACE WELDED | 16GA | PRIMER | NO PREHING | 2" | - | INCLUDE | 15 | INCLUDE
D1-012 | BUILDING 1 | LEVEL 1 | TUB ROOM | 1 | LEFT HAND REVERSE | SWING | SINGLE | INTERIOR |  | 3'-10" | 7'-0" | 1 3/4" | 0 HR | SCW | SD1 | PARTICLEBOARD CORE | - | - | - | PRIMER | NO STC | 3/4" | INCLUDE | PS | P32 | 9 1/4" | STEEL STUD ANCHOR | FLOOR ANCHOR | 3 PER JAMB | DOUBLE PROFILE | F1 | FACE WELDED | 16GA | PRIMER | NO PREHING | 2" | - | INCLUDE | 16 | INCLUDE
D1-013 | BUILDING 1 | LEVEL 1 | ENVIRO. SERV. | 1 | RIGHT HAND REVERSE | SWING | SINGLE | INTERIOR |  | 3'-0" | 7'-0" | 1 3/4" | 0 HR | HM | SD3 | POLYSTYRENE CORE | COLD ROLLED STEEL | SQUARE EDGE | 18GA | PRIMER | NO STC | 3/4" | INCLUDE | PS | P27 | 7 1/4" | STEEL STUD ANCHOR | FLOOR ANCHOR | 3 PER JAMB | DOUBLE PROFILE | F1 | FACE WELDED | 16GA | PRIMER | NO PREHING | 2" | - | INCLUDE | 5 | INCLUDE
D1-014 | BUILDING 1 | LEVEL 1 | SOILED UTILITY | 1 | LEFT HAND | SWING | SINGLE | INTERIOR |  | 3'-0" | 7'-0" | 1 3/4" | 0 HR | HM | SD3 | POLYSTYRENE CORE | COLD ROLLED STEEL | SQUARE EDGE | 18GA | PRIMER | NO STC | 3/4" | INCLUDE | PS | P27 | 7 1/4" | STEEL STUD ANCHOR | FLOOR ANCHOR | 3 PER JAMB | DOUBLE PROFILE | F1 | FACE WELDED | 16GA | PRIMER | NO PREHING | 2" | - | INCLUDE | 17 | INCLUDE
D1-015 | BUILDING 1 | LEVEL 1 | FMO SHOP | 1 | RIGHT HAND | SWING | SINGLE | INTERIOR |  | 3'-10" | 7'-0" | 1 3/4" | 1 1/2 HR | HM | SD1 | POLYSTYRENE CORE | COLD ROLLED STEEL | SQUARE EDGE | 18GA | PRIMER | NO STC | 3/4" | INCLUDE | PS | P10 | 10 1/2" | STEEL STUD ANCHOR | FLOOR ANCHOR | 3 PER JAMB | DOUBLE PROFILE | F1 | FACE WELDED | 16GA | PRIMER | NO PREHING | 2" | - | INCLUDE | 18 | INCLUDE
D1-015.2 | BUILDING 1 | LEVEL 1 | OFFICE | 1 | LEFT HAND REVERSE | SWING | SINGLE | INTERIOR |  | 3'-0" | 7'-0" | 1 3/4" | 0 HR | SCW | SD3 | PARTICLEBOARD CORE | - | - | - | PRIMER | NO STC | 3/4" | INCLUDE | PS | P28 | 7 1/4" | STEEL STUD ANCHOR | FLOOR ANCHOR | 3 PER JAMB | DOUBLE PROFILE | F1 | FACE WELDED | 16GA | PRIMER | NO PREHING | 2" | - | INCLUDE | 13 | INCLUDE
D1-016a | BUILDING 1 | LEVEL 1 | EMO | 1 | RIGHT HAND REVERSE | SWING | SINGLE | INTERIOR |  | 3'-10" | 7'-0" | 1 3/4" | 0 HR | HM | SD1 | POLYSTYRENE CORE | COLD ROLLED STEEL | SQUARE EDGE | 18GA | PRIMER | NO STC | 3/4" | INCLUDE | PS | P10 | 10 1/2" | STEEL STUD ANCHOR | FLOOR ANCHOR | 3 PER JAMB | DOUBLE PROFILE | F1 | FACE WELDED | 16GA | PRIMER | NO PREHING | 2" | - | INCLUDE | 18 | INCLUDE
D1-016b | BUILDING 1 | LEVEL 1 | EMO | 1 | LEFT HAND | SWING | DOUBLE | INTERIOR |  | (2)3'-0" | 7'-0" | 1 3/4" | 0 HR | HM | DD1 | POLYSTYRENE CORE | COLD ROLLED STEEL | SQUARE EDGE | 18GA | PRIMER | NO STC | 3/4" | INCLUDE | PS | P10 | 10 1/2" | STEEL STUD ANCHOR | FLOOR ANCHOR | 3 PER JAMB | DOUBLE PROFILE | F2 | FACE WELDED | 16GA | PRIMER | NO PREHING | 2" | - | INCLUDE | 18D | INCLUDE
D1-017a | BUILDING 1 | LEVEL 1 | CENTRAL LAUNDRY DRY | 1 | RIGHT HAND | SWING | SINGLE | INTERIOR |  | 3'-10" | 7'-0" | 1 3/4" | 0 HR | HM | SD1 | POLYSTYRENE CORE | COLD ROLLED STEEL | SQUARE EDGE | 18GA | PRIMER | NO STC | 3/4" | INCLUDE | PS | P10 | 10 1/2" | STEEL STUD ANCHOR | FLOOR ANCHOR | 3 PER JAMB | DOUBLE PROFILE | F1 | FACE WELDED | 16GA | PRIMER | NO PREHING | 2" | - | INCLUDE | 19 | INCLUDE
D1-017b | BUILDING 1 | LEVEL 1 | CENTRAL LAUNDRY DRY | 1 | LEFT HAND REVERSE | SWING | SINGLE | INTERIOR |  | 3'-0" | 7'-0" | 1 3/4" | 0 HR | HM | SD1 | POLYSTYRENE CORE | COLD ROLLED STEEL | SQUARE EDGE | 18GA | PRIMER | NO STC | 3/4" | INCLUDE | PS | P22 | 4 5/8" | STEEL STUD ANCHOR | FLOOR ANCHOR | 3 PER JAMB | DOUBLE PROFILE | F1 | FACE WELDED | 16GA | PRIMER | NO PREHING | 2" | - | INCLUDE | 20 | INCLUDE
D1-018 | BUILDING 1 | LEVEL 1 | CENTRAL LAUNDRY WASH | 1 | RIGHT HAND REVERSE | SWING | SINGLE | INTERIOR |  | 3'-10" | 7'-0" | 1 3/4" | 0 HR | HM | SD1 | POLYSTYRENE CORE | COLD ROLLED STEEL | SQUARE EDGE | 18GA | PRIMER | NO STC | 3/4" | INCLUDE | PS | P10 | 10 1/2" | STEEL STUD ANCHOR | FLOOR ANCHOR | 3 PER JAMB | DOUBLE PROFILE | F1 | FACE WELDED | 16GA | PRIMER | NO PREHING | 2" | - | INCLUDE | 21 | INCLUDE
D1-019 | BUILDING 1 | LEVEL 1 | CENTRAL HOUSEKEEPING | 1 | LEFT HAND | SWING | SINGLE | INTERIOR |  | 3'-10" | 7'-0" | 1 3/4" | 0 HR | HM | SD1 | POLYSTYRENE CORE | COLD ROLLED STEEL | SQUARE EDGE | 18GA | PRIMER | NO STC | 3/4" | INCLUDE | PS | P35 | 10 1/2" | STEEL STUD ANCHOR | FLOOR ANCHOR | 3 PER JAMB | DOUBLE PROFILE | F1 | FACE WELDED | 16GA | PRIMER | NO PREHING | 2" | - | INCLUDE | 22 | INCLUDE
D1-020 | BUILDING 1 | LEVEL 1 | CENTRAL PHARMACY HOLDING | 1 | RIGHT HAND | SWING | SINGLE | INTERIOR |  | 3'-0" | 7'-0" | 1 3/4" | 0 HR | SCW | SD3 | PARTICLEBOARD CORE | - | - | - | PRIMER | NO STC | 3/4" | INCLUDE | PS | P26 | 7 1/4" | STEEL STUD ANCHOR | FLOOR ANCHOR | 3 PER JAMB | DOUBLE PROFILE | F1 | FACE WELDED | 16GA | PRIMER | NO PREHING | 2" | - | INCLUDE | 12 | INCLUDE
D1-021.1 | BUILDING 1 | LEVEL 1 | OFFICE: CHEF | 1 | LEFT HAND REVERSE | SWING | SINGLE | INTERIOR |  | 3'-0" | 7'-0" | 1 3/4" | 0 HR | SCW | SD3 | PARTICLEBOARD CORE | - | - | - | PRIMER | NO STC | 3/4" | INCLUDE | PS | P34 | 10 1/2" | STEEL STUD ANCHOR | FLOOR ANCHOR | 3 PER JAMB | DOUBLE PROFILE | F1 | FACE WELDED | 16GA | PRIMER | NO PREHING | 2" | - | INCLUDE | 13 | INCLUDE
D1-021.6 | BUILDING 1 | LEVEL 1 | NON FOOD STORES | 1 | RIGHT HAND REVERSE | SWING | SINGLE | INTERIOR |  | 3'-0" | 7'-0" | 1 3/4" | 0 HR | SCW | SD1 | PARTICLEBOARD CORE | - | - | - | PRIMER | NO STC | 3/4" | INCLUDE | PS | P22 | 4 5/8" | STEEL STUD ANCHOR | FLOOR ANCHOR | 3 PER JAMB | DOUBLE PROFILE | F1 | FACE WELDED | 16GA | PRIMER | NO PREHING | 2" | - | INCLUDE | 23 | INCLUDE
D1-021.7 | BUILDING 1 | LEVEL 1 | DRY STORAGE ROOM | 1 | LEFT HAND | SWING | SINGLE | INTERIOR |  | 3'-0" | 7'-0" | 1 3/4" | 0 HR | SCW | SD1 | PARTICLEBOARD CORE | - | - | - | PRIMER | NO STC | 3/4" | INCLUDE | PS | P22 | 4 5/8" | STEEL STUD ANCHOR | FLOOR ANCHOR | 3 PER JAMB | DOUBLE PROFILE | F1 | FACE WELDED | 16GA | PRIMER | NO PREHING | 2" | - | INCLUDE | 23 | INCLUDE
D1-021.8 | BUILDING 1 | LEVEL 1 | KITCHEN HSKP | 1 | RIGHT HAND | SWING | SINGLE | INTERIOR |  | 3'-0" | 7'-0" | 1 3/4" | 0 HR | HM | SD1 | POLYSTYRENE CORE | COLD ROLLED STEEL | SQUARE EDGE | 18GA | PRIMER | NO STC | 3/4" | INCLUDE | PS | P27 | 7 1/4" | STEEL STUD ANCHOR | FLOOR ANCHOR | 3 PER JAMB | DOUBLE PROFILE | F1 | FACE WELDED | 16GA | PRIMER | NO PREHING | 2" | - | INCLUDE | 5 | INCLUDE
D1-021.a | BUILDING 1 | LEVEL 1 | CENTRAL KITCHEN | 1 | LEFT HAND REVERSE | SWING | DOUBLE | INTERIOR |  | 6'-0" | 7'-0" | 1 3/4" | 0 HR | HM | DD3 | POLYSTYRENE CORE | COLD ROLLED STEEL | SQUARE EDGE | 18GA | PRIMER | NO STC | 3/4" | INCLUDE | PS | P28 | 7 1/4" | STEEL STUD ANCHOR | FLOOR ANCHOR | 3 PER JAMB | DOUBLE PROFILE | F2 | FACE WELDED | 16GA | PRIMER | NO PREHING | 2" | - | INCLUDE | 24 | INCLUDE
D1-021.b | BUILDING 1 | LEVEL 1 | CENTRAL KITCHEN | 1 | RIGHT HAND REVERSE | SWING | SINGLE | INTERIOR |  | 3'-0" | 7'-0" | 1 3/4" | 0 HR | HM | SD3 | POLYSTYRENE CORE | COLD ROLLED STEEL | SQUARE EDGE | 18GA | PRIMER | NO STC | 3/4" | INCLUDE | PS | P32 | 9 1/4" | STEEL STUD ANCHOR | FLOOR ANCHOR | 3 PER JAMB | DOUBLE PROFILE | F1 | FACE WELDED | 16GA | PRIMER | NO PREHING | 2" | - | INCLUDE | 25 | INCLUDE
D1-021.c | BUILDING 1 | LEVEL 1 | CENTRAL KITCHEN | 1 | LEFT HAND | SWING | DOUBLE | INTERIOR |  | 6'-0" | 7'-0" | 1 3/4" | 0 HR | HM | DD3 | POLYSTYRENE CORE | COLD ROLLED STEEL | SQUARE EDGE | 18GA | PRIMER | NO STC | 3/4" | INCLUDE | PS | P28 | 7 1/4" | STEEL STUD ANCHOR | FLOOR ANCHOR | 3 PER JAMB | DOUBLE PROFILE | F2 | FACE WELDED | 16GA | PRIMER | NO PREHING | 2" | - | INCLUDE | 26 | INCLUDE
D1-022.1a | BUILDING 1 | LEVEL 1 | WASTE HOLDING AREA | 1 | RIGHT HAND | SWING | DOUBLE | INTERIOR |  | (2)3'-0" | 7'-0" | 1 3/4" | 3/4 HR | HM | DD1 | POLYSTYRENE CORE | COLD ROLLED STEEL | SQUARE EDGE | 18GA | PRIMER | NO STC | 3/4" | INCLUDE | PS | P4 | 7 1/4" | STEEL STUD ANCHOR | FLOOR ANCHOR | 3 PER JAMB | DOUBLE PROFILE | F2 | FACE WELDED | 16GA | PRIMER | NO PREHING | 2" | - | INCLUDE | 27 | INCLUDE
D1-022.1b | BUILDING 1 | LEVEL 1 | WASTE HOLDING AREA | 1 | LEFT HAND REVERSE | SWING | SINGLE | EXTERIOR |  | 3'-0" | 7'-0" | 1 3/4" | 0 HR | HMI | SD1 | POLYSTYRENE CORE | COLD ROLLED STEEL | SQUARE EDGE | 18GA | PRIMER | NO STC | 3/4" | INCLUDE | PSI | *FP | 4 3/4" | STEEL STUD ANCHOR | FLOOR ANCHOR | 3 PER JAMB | DOUBLE PROFILE | F1 | FACE WELDED | 16GA | PRIMER | NO PREHING | 2" | - | INCLUDE | 28 | INCLUDE
D1-022a | BUILDING 1 | LEVEL 1 | SERVICE CORRIDOR | 1 | RIGHT HAND REVERSE | SWING | DOUBLE | INTERIOR |  | (2)3'-0" | 7'-0" | 1 3/4" | 0 HR | HM | DD1 | POLYSTYRENE CORE | COLD ROLLED STEEL | SQUARE EDGE | 18GA | PRIMER | NO STC | 3/4" | INCLUDE | PS | P28 | 7 1/4" | STEEL STUD ANCHOR | FLOOR ANCHOR | 3 PER JAMB | DOUBLE PROFILE | F2 | FACE WELDED | 16GA | PRIMER | NO PREHING | 2" | - | INCLUDE | 29 | INCLUDE
D1-022c | BUILDING 1 | LEVEL 1 | LOADING | 1 | RIGHT HAND | SWING | SINGLE | EXTERIOR |  | 3'-0" | 7'-0" | 1 3/4" | 0 HR | HMI | SD1 | POLYSTYRENE CORE | COLD ROLLED STEEL | SQUARE EDGE | 18GA | PRIMER | NO STC | 3/4" | INCLUDE | PSI | *FP | 4 3/4" | STEEL STUD ANCHOR | FLOOR ANCHOR | 3 PER JAMB | DOUBLE PROFILE | F1 | FACE WELDED | 16GA | PRIMER | NO PREHING | 2" | - | INCLUDE | 31 | INCLUDE
D1-023a | BUILDING 1 | LEVEL 1 | CENTRAL SOILED HOLDING | 1 | RIGHT HAND REVERSE | SWING | DOUBLE | INTERIOR |  | (2)3'-0" | 7'-0" | 1 3/4" | 0 HR | HM | DD1 | POLYSTYRENE CORE | COLD ROLLED STEEL | SQUARE EDGE | 18GA | PRIMER | NO STC | 3/4" | INCLUDE | PS | P27 | 7 1/4" | STEEL STUD ANCHOR | FLOOR ANCHOR | 3 PER JAMB | DOUBLE PROFILE | F2 | FACE WELDED | 16GA | PRIMER | NO PREHING | 2" | - | INCLUDE | 32 | INCLUDE
D1-023b | BUILDING 1 | LEVEL 1 | CENTRAL SOILED HOLDING | 1 | LEFT HAND | SWING | DOUBLE | EXTERIOR |  | (2)3'-0" | 7'-0" | 1 3/4" | 0 HR | HM | DD1 | POLYSTYRENE CORE | COLD ROLLED STEEL | SQUARE EDGE | 18GA | PRIMER | NO STC | 3/4" | INCLUDE | PS | P27 | 7 1/4" | STEEL STUD ANCHOR | FLOOR ANCHOR | 3 PER JAMB | DOUBLE PROFILE | F2 | FACE WELDED | 16GA | PRIMER | NO PREHING | 2" | - | INCLUDE | 32 | INCLUDE
D1-024a | BUILDING 1 | LEVEL 1 | CENTRAL CLEAN HOLDING | 1 | RIGHT HAND | SWING | DOUBLE | INTERIOR |  | (2)3'-0" | 7'-0" | 1 3/4" | 0 HR | HM | DD1 | POLYSTYRENE CORE | COLD ROLLED STEEL | SQUARE EDGE | 18GA | PRIMER | NO STC | 3/4" | INCLUDE | PS | P26 | 7 1/4" | STEEL STUD ANCHOR | FLOOR ANCHOR | 3 PER JAMB | DOUBLE PROFILE | F2 | FACE WELDED | 16GA | PRIMER | NO PREHING | 2" | - | INCLUDE | 29 | INCLUDE
D1-024b | BUILDING 1 | LEVEL 1 | CENTRAL CLEAN HOLDING | 1 | LEFT HAND REVERSE | SWING | DOUBLE | INTERIOR |  | (2)3'-0" | 7'-0" | 1 3/4" | 0 HR | HM | DD1 | POLYSTYRENE CORE | COLD ROLLED STEEL | SQUARE EDGE | 18GA | PRIMER | NO STC | 3/4" | INCLUDE | PS | P26 | 7 1/4" | STEEL STUD ANCHOR | FLOOR ANCHOR | 3 PER JAMB | DOUBLE PROFILE | F2 | FACE WELDED | 16GA | PRIMER | NO PREHING | 2" | - | INCLUDE | 33 | INCLUDE
D1-025 | BUILDING 1 | LEVEL 1 | VOLUNTEER ROOM | 1 | RIGHT HAND REVERSE | SWING | SINGLE | INTERIOR |  | 3'-0" | 7'-0" | 1 3/4" | 0 HR | SCW | SD3 | PARTICLEBOARD CORE | - | - | - | PRIMER | NO STC | 3/4" | INCLUDE | PS | P23 | 4 7/8" | STEEL STUD ANCHOR | FLOOR ANCHOR | 3 PER JAMB | DOUBLE PROFILE | F1 | FACE WELDED | 16GA | PRIMER | NO PREHING | 2" | - | INCLUDE | 12 | INCLUDE
D1-026 | BUILDING 1 | LEVEL 1 | PET ROOM | 1 | LEFT HAND | SWING | SINGLE | INTERIOR |  | 3'-8" | 7'-0" | 1 3/4" | 0 HR | SCW | SD3 | PARTICLEBOARD CORE | - | - | - | PRIMER | NO STC | 3/4" | INCLUDE | PS | P34 | 10 1/2" | STEEL STUD ANCHOR | FLOOR ANCHOR | 3 PER JAMB | DOUBLE PROFILE | F1 | FACE WELDED | 16GA | PRIMER | NO PREHING | 2" | - | INCLUDE | 34 | INCLUDE
D1-027 | BUILDING 1 | LEVEL 1 | REC. STORAGE | 1 | RIGHT HAND | SWING | SINGLE | INTERIOR |  | 3'-0" | 7'-0" | 1 3/4" | 3/4 HR | HM | SD1 | POLYSTYRENE CORE | COLD ROLLED STEEL | SQUARE EDGE | 18GA | PRIMER | NO STC | 3/4" | INCLUDE | PS | P34 | 10 1/2" | STEEL STUD ANCHOR | FLOOR ANCHOR | 3 PER JAMB | DOUBLE PROFILE | F1 | FACE WELDED | 16GA | PRIMER | NO PREHING | 2" | - | INCLUDE | 35 | INCLUDE
D1-028 | BUILDING 1 | LEVEL 1 | SHARED WC | 1 | LEFT HAND REVERSE | SWING | SINGLE | INTERIOR |  | 3'-10" | 7'-0" | 1 3/4" | 0 HR | SCW | SD1 | PARTICLEBOARD CORE | - | - | - | PRIMER | NO STC | 3/4" | INCLUDE | PS | P28 | 7 1/4" | STEEL STUD ANCHOR | FLOOR ANCHOR | 3 PER JAMB | DOUBLE PROFILE | F1 | FACE WELDED | 16GA | PRIMER | NO PREHING | 2" | - | INCLUDE | 1 | INCLUDE
D1-035 | BUILDING 1 | LEVEL 1 | TEAM CONFERENCE | 1 | RIGHT HAND REVERSE | SWING | SINGLE | INTERIOR |  | 3'-0" | 7'-0" | 1 3/4" | 0 HR | SCW | SD1 | PARTICLEBOARD CORE | - | - | - | PRIMER | NO STC | 3/4" | INCLUDE | PS | P32 | 9 1/4" | STEEL STUD ANCHOR | FLOOR ANCHOR | 3 PER JAMB | DOUBLE PROFILE | F1 | FACE WELDED | 16GA | PRIMER | NO PREHING | 2" | - | INCLUDE | 39 | INCLUDE
D1-036 | BUILDING 1 | LEVEL 1 | CLEAN LINEN | 1 | LEFT HAND | SWING | DOUBLE | INTERIOR |  | (2)2'-0" | 7'-0" | 1 3/4" | 0 HR | SCW | DD1 | PARTICLEBOARD CORE | - | - | - | PRIMER | NO STC | 3/4" | INCLUDE | PS | P23 | 4 7/8" | STEEL STUD ANCHOR | FLOOR ANCHOR | 3 PER JAMB | DOUBLE PROFILE | F2 | FACE WELDED | 16GA | PRIMER | NO PREHING | 2" | - | INCLUDE | 40W1 | INCLUDE
D1-041 | BUILDING 1 | LEVEL 1 | TUB ROOM | 1 | LEFT HAND REVERSE | SWING | SINGLE | INTERIOR |  | 3'-10" | 7'-0" | 1 3/4" | 0 HR | SCW | SD1 | PARTICLEBOARD CORE | - | - | - | PRIMER | NO STC | 3/4" | INCLUDE | PS | P32 | 9 1/4" | STEEL STUD ANCHOR | FLOOR ANCHOR | 3 PER JAMB | DOUBLE PROFILE | F1 | FACE WELDED | 16GA | PRIMER | NO PREHING | 2" | - | INCLUDE | 42 | INCLUDE
D1-046 | BUILDING 1 | LEVEL 1 | QUIET ROOM | 1 | RIGHT HAND REVERSE | SWING | SINGLE | INTERIOR |  | 3'-10" | 7'-0" | 1 3/4" | 0 HR | SCW | SD1 | PARTICLEBOARD CORE | - | - | - | PRIMER | NO STC | 3/4" | INCLUDE | PS | P32 | 9 1/4" | STEEL STUD ANCHOR | FLOOR ANCHOR | 3 PER JAMB | DOUBLE PROFILE | F1 | FACE WELDED | 16GA | PRIMER | NO PREHING | 2" | - | INCLUDE | 43 | INCLUDE
D1-047 | BUILDING 1 | LEVEL 1 | MED ROOM | 1 | LEFT HAND | SWING | SINGLE | INTERIOR |  | 3'-0" | 7'-0" | 1 3/4" | 0 HR | SCW | SD3 | PARTICLEBOARD CORE | - | - | - | PRIMER | NO STC | 3/4" | INCLUDE | PS | P32 | 9 1/4" | STEEL STUD ANCHOR | FLOOR ANCHOR | 3 PER JAMB | DOUBLE PROFILE | F1 | FACE WELDED | 16GA | PRIMER | NO PREHING | 2" | - | INCLUDE | 44 | INCLUDE
D1-050 | BUILDING 1 | LEVEL 1 | RECREATION | 1 | RIGHT HAND | SWING | SINGLE | INTERIOR |  | 3'-8" | 7'-0" | 1 3/4" | 0 HR | SCW | SD7 | PARTICLEBOARD CORE | - | - | - | PRIMER | NO STC | 3/4" | INCLUDE | PS | P24 | 4 7/8" | STEEL STUD ANCHOR | FLOOR ANCHOR | 3 PER JAMB | DOUBLE PROFILE | F1 | FACE WELDED | 16GA | PRIMER | NO PREHING | 2" | - | INCLUDE | 45 | INCLUDE
D1-054 | BUILDING 1 | LEVEL 1 | EQUIPMENT STORAGE | 1 | LEFT HAND REVERSE | SWING | SINGLE | INTERIOR |  | 3'-0" | 7'-0" | 1 3/4" | 3/4 HR | HM | SD1 | POLYSTYRENE CORE | COLD ROLLED STEEL | SQUARE EDGE | 18GA | PRIMER | NO STC | 3/4" | INCLUDE | PS | P4 | 7 1/4" | STEEL STUD ANCHOR | FLOOR ANCHOR | 3 PER JAMB | DOUBLE PROFILE | F1 | FACE WELDED | 16GA | PRIMER | NO PREHING | 2" | - | INCLUDE | 46 | INCLUDE
D1-055 | BUILDING 1 | LEVEL 1 | CLEAN LINEN | 1 | RIGHT HAND REVERSE | SWING | DOUBLE | INTERIOR |  | (2)2'-0" | 7'-0" | 1 3/4" | 0 HR | SCW | DD1 | PARTICLEBOARD CORE | - | - | - | PRIMER | NO STC | 3/4" | INCLUDE | PS | P23 | 4 7/8" | STEEL STUD ANCHOR | FLOOR ANCHOR | 3 PER JAMB | DOUBLE PROFILE | F2 | FACE WELDED | 16GA | PRIMER | NO PREHING | 2" | - | INCLUDE | 40W1 | INCLUDE
D1-057 | BUILDING 1 | LEVEL 1 | ENVIRO. SERV. | 1 | LEFT HAND | SWING | SINGLE | INTERIOR |  | 3'-0" | 7'-0" | 1 3/4" | 0 HR | HM | SD1 | POLYSTYRENE CORE | COLD ROLLED STEEL | SQUARE EDGE | 18GA | PRIMER | NO STC | 3/4" | INCLUDE | PS | P30 | 8 1/2" | STEEL STUD ANCHOR | FLOOR ANCHOR | 3 PER JAMB | DOUBLE PROFILE | F1 | FACE WELDED | 16GA | PRIMER | NO PREHING | 2" | - | INCLUDE | 47 | INCLUDE
D1-059 | BUILDING 1 | LEVEL 1 | FLEX SPACE | 1 | RIGHT HAND | SWING | SINGLE | INTERIOR |  | 3'-0" | 7'-0" | 1 3/4" | 3/4 HR | SCW | SD1 | MINERAL CORE | - | - | - | PRIMER | NO STC | 3/4" | INCLUDE | PS | P11 | 9 1/4" | STEEL STUD ANCHOR | FLOOR ANCHOR | 3 PER JAMB | DOUBLE PROFILE | F1 | FACE WELDED | 16GA | PRIMER | NO PREHING | 2" | - | INCLUDE | 48 | INCLUDE
D1-064 | BUILDING 1 | LEVEL 1 | STORAGE | 1 | RIGHT HAND REVERSE | SWING | SINGLE | INTERIOR |  | 3'-10" | 7'-0" | 1 3/4" | 3/4 HR | HM | SD1 | POLYSTYRENE CORE | COLD ROLLED STEEL | SQUARE EDGE | 18GA | PRIMER | NO STC | 3/4" | INCLUDE | PS | P4 | 7 1/4" | STEEL STUD ANCHOR | FLOOR ANCHOR | 3 PER JAMB | DOUBLE PROFILE | F1 | FACE WELDED | 16GA | PRIMER | NO PREHING | 2" | - | INCLUDE | 50 | INCLUDE
D1-065a | BUILDING 1 | LEVEL 1 | CLEAN UTILITY | 1 | LEFT HAND | SWING | SINGLE | INTERIOR |  | 3'-0" | 7'-0" | 1 3/4" | 0 HR | HM | SD3 | POLYSTYRENE CORE | COLD ROLLED STEEL | SQUARE EDGE | 18GA | PRIMER | NO STC | 3/4" | INCLUDE | PS | P26 | 7 1/4" | STEEL STUD ANCHOR | FLOOR ANCHOR | 3 PER JAMB | DOUBLE PROFILE | F1 | FACE WELDED | 16GA | PRIMER | NO PREHING | 2" | - | INCLUDE | 51 | INCLUDE
D1-065b | BUILDING 1 | LEVEL 1 | CLEAN UTILITY | 1 | RIGHT HAND | SWING | SINGLE | INTERIOR |  | 3'-0" | 7'-0" | 1 3/4" | 0 HR | HM | SD3 | POLYSTYRENE CORE | COLD ROLLED STEEL | SQUARE EDGE | 18GA | PRIMER | NO STC | 3/4" | INCLUDE | PS | P4 | 7 1/4" | STEEL STUD ANCHOR | FLOOR ANCHOR | 3 PER JAMB | DOUBLE PROFILE | F1 | FACE WELDED | 16GA | PRIMER | NO PREHING | 2" | - | INCLUDE | 47 | INCLUDE
D1-066a | BUILDING 1 | LEVEL 1 | SOILED UTILITY | 1 | LEFT HAND REVERSE | SWING | SINGLE | INTERIOR |  | 3'-0" | 7'-0" | 1 3/4" | 0 HR | HM | SD3 | POLYSTYRENE CORE | COLD ROLLED STEEL | SQUARE EDGE | 18GA | PRIMER | NO STC | 3/4" | INCLUDE | PS | P27 | 7 1/4" | STEEL STUD ANCHOR | FLOOR ANCHOR | 3 PER JAMB | DOUBLE PROFILE | F1 | FACE WELDED | 16GA | PRIMER | NO PREHING | 2" | - | INCLUDE | 52 | INCLUDE
D1-066b | BUILDING 1 | LEVEL 1 | SOILED UTILITY | 1 | RIGHT HAND REVERSE | SWING | SINGLE | INTERIOR |  | 3'-0" | 7'-0" | 1 3/4" | 0 HR | HM | SD3 | POLYSTYRENE CORE | COLD ROLLED STEEL | SQUARE EDGE | 18GA | PRIMER | NO STC | 3/4" | INCLUDE | PS | P27 | 7 1/4" | STEEL STUD ANCHOR | FLOOR ANCHOR | 3 PER JAMB | DOUBLE PROFILE | F1 | FACE WELDED | 16GA | PRIMER | NO PREHING | 2" | - | INCLUDE | 53 | INCLUDE
D1-067 | BUILDING 1 | LEVEL 1 | RESIDENT CLEAN LDRY. | 1 | LEFT HAND | SWING | DOUBLE | INTERIOR |  | (2)3'-0" | 7'-0" | 1 3/4" | 0 HR | SCW | DD1 | PARTICLEBOARD CORE | - | - | - | PRIMER | NO STC | 3/4" | INCLUDE | PS | P28 | 7 1/4" | STEEL STUD ANCHOR | FLOOR ANCHOR | 3 PER JAMB | DOUBLE PROFILE | F2 | FACE WELDED | 16GA | PRIMER | NO PREHING | 2" | - | INCLUDE | 40 | INCLUDE
D1-068 | BUILDING 1 | LEVEL 1 | BOH | 1 | RIGHT HAND | SWING | SINGLE | INTERIOR |  | 3'-10" | 7'-0" | 1 3/4" | 3/4 HR | HM | SD1 | POLYSTYRENE CORE | COLD ROLLED STEEL | SQUARE EDGE | 18GA | PRIMER | NO STC | 3/4" | INCLUDE | PS | P11 | 9 1/4" | STEEL STUD ANCHOR | FLOOR ANCHOR | 3 PER JAMB | DOUBLE PROFILE | F1 | FACE WELDED | 16GA | PRIMER | NO PREHING | 2" | - | INCLUDE | 54 | INCLUDE
D1-069 | BUILDING 1 | LEVEL 1 | VISITOR WC | 1 | LEFT HAND REVERSE | SWING | SINGLE | INTERIOR |  | 3'-0" | 7'-0" | 1 3/4" | 0 HR | SCW | SD1 | PARTICLEBOARD CORE | - | - | - | PRIMER | NO STC | 3/4" | INCLUDE | PS | P27 | 7 1/4" | STEEL STUD ANCHOR | FLOOR ANCHOR | 3 PER JAMB | DOUBLE PROFILE | F1 | FACE WELDED | 16GA | PRIMER | NO PREHING | 2" | - | INCLUDE | 001W | INCLUDE
D1-070 | BUILDING 1 | LEVEL 1 | VISITOR WC | 1 | RIGHT HAND REVERSE | SWING | SINGLE | INTERIOR |  | 3'-10" | 7'-0" | 1 3/4" | 0 HR | SCW | SD1 | PARTICLEBOARD CORE | - | - | - | PRIMER | NO STC | 3/4" | INCLUDE | PS | P27 | 7 1/4" | STEEL STUD ANCHOR | FLOOR ANCHOR | 3 PER JAMB | DOUBLE PROFILE | F1 | FACE WELDED | 16GA | PRIMER | NO PREHING | 2" | - | INCLUDE | 7 | INCLUDE
D1-071 | BUILDING 1 | LEVEL 1 | OFFICE LTC MANAGER | 1 | LEFT HAND | SWING | SINGLE | INTERIOR |  | 3'-0" | 7'-0" | 1 3/4" | 0 HR | SCW | SD1 | PARTICLEBOARD CORE | - | - | - | PRIMER | NO STC | 3/4" | INCLUDE | PS | P28 | 7 1/4" | STEEL STUD ANCHOR | FLOOR ANCHOR | 3 PER JAMB | DOUBLE PROFILE | F4 | FACE WELDED | 16GA | PRIMER | NO PREHING | 2" | - | INCLUDE | 2 | INCLUDE
D1-072 | BUILDING 1 | LEVEL 1 | GS STORAGE | 1 | RIGHT HAND | SWING | SINGLE | INTERIOR |  | 3'-0" | 7'-0" | 1 3/4" | 3/4 HR | HM | SD1 | POLYSTYRENE CORE | COLD ROLLED STEEL | SQUARE EDGE | 18GA | PRIMER | NO STC | 3/4" | INCLUDE | PS | P4 | 7 1/4" | STEEL STUD ANCHOR | FLOOR ANCHOR | 3 PER JAMB | DOUBLE PROFILE | F1 | FACE WELDED | 16GA | PRIMER | NO PREHING | 2" | - | INCLUDE | 35 | INCLUDE
D1-073 | BUILDING 1 | LEVEL 1 | HAIR SALON | 1 | LEFT HAND REVERSE | SWING | SINGLE | INTERIOR |  | 3'-8" | 7'-0" | 1 3/4" | 0 HR | SCW | SD3 | PARTICLEBOARD CORE | - | - | - | PRIMER | NO STC | 3/4" | INCLUDE | PS | P26 | 7 1/4" | STEEL STUD ANCHOR | FLOOR ANCHOR | 3 PER JAMB | DOUBLE PROFILE | F1 | FACE WELDED | 16GA | PRIMER | NO PREHING | 2" | - | INCLUDE | 55 | INCLUDE
D1-COMM.1 | BUILDING 1 | LEVEL 1 | EF | 1 | RIGHT HAND REVERSE | SWING | SINGLE | INTERIOR |  | 3'-0" | 7'-0" | 1 3/4" | 0 HR | HM | SD1 | POLYSTYRENE CORE | COLD ROLLED STEEL | SQUARE EDGE | 18GA | PRIMER | NO STC | 3/4" | INCLUDE | PS | P28 | 7 1/4" | STEEL STUD ANCHOR | FLOOR ANCHOR | 3 PER JAMB | DOUBLE PROFILE | F1 | FACE WELDED | 16GA | PRIMER | NO PREHING | 2" | - | INCLUDE | 56 | INCLUDE
D1-COMM.2 | BUILDING 1 | LEVEL 1 | TR-A1B | 1 | LEFT HAND | SWING | SINGLE | INTERIOR |  | 3'-0" | 7'-0" | 1 3/4" | 0 HR | HM | SD1 | POLYSTYRENE CORE | COLD ROLLED STEEL | SQUARE EDGE | 18GA | PRIMER | NO STC | 3/4" | INCLUDE | PS | P28 | 7 1/4" | STEEL STUD ANCHOR | FLOOR ANCHOR | 3 PER JAMB | DOUBLE PROFILE | F1 | FACE WELDED | 16GA | PRIMER | NO PREHING | 2" | - | INCLUDE | 57 | INCLUDE
D1-COMM.3 | BUILDING 1 | LEVEL 1 | TR-A1C | 1 | RIGHT HAND | SWING | SINGLE | INTERIOR |  | 3'-0" | 7'-0" | 1 3/4" | 0 HR | HM | SD1 | POLYSTYRENE CORE | COLD ROLLED STEEL | SQUARE EDGE | 18GA | PRIMER | NO STC | 3/4" | INCLUDE | PS | P28 | 7 1/4" | STEEL STUD ANCHOR | FLOOR ANCHOR | 3 PER JAMB | DOUBLE PROFILE | F1 | FACE WELDED | 16GA | PRIMER | NO PREHING | 2" | - | INCLUDE | 58 | INCLUDE
D1-CORR.4 | BUILDING 1 | LEVEL 1 | SERVICE CORRIDOR | 1 | LEFT HAND REVERSE | SWING | SINGLE | INTERIOR |  | 3'-10" | 7'-0" | 1 3/4" | 0 HR | SCW | SD1 | PARTICLEBOARD CORE | - | - | - | PRIMER | NO STC | 3/4" | INCLUDE | PS | P26 | 7 1/4" | STEEL STUD ANCHOR | FLOOR ANCHOR | 3 PER JAMB | DOUBLE PROFILE | F1 | FACE WELDED | 16GA | PRIMER | NO PREHING | 2" | - | INCLUDE | 59 | INCLUDE
D1-CORR.5 | BUILDING 1 | LEVEL 1 | SERVICE CORRIDOR | 1 | RIGHT HAND REVERSE | SWING | DOUBLE | INTERIOR |  | (2)3'-0" | 7'-0" | 1 3/4" | 3/4 HR | HM | DD1 | POLYSTYRENE CORE | COLD ROLLED STEEL | SQUARE EDGE | 18GA | PRIMER | NO STC | 3/4" | INCLUDE | PS | P4 | 7 1/4" | STEEL STUD ANCHOR | FLOOR ANCHOR | 3 PER JAMB | DOUBLE PROFILE | F2 | FACE WELDED | 16GA | PRIMER | NO PREHING | 2" | - | INCLUDE | 60 | INCLUDE
D1-CORR.10 | BUILDING 1 | LEVEL 1 | CORRIDOR | 1 | LEFT HAND | SWING | SINGLE | INTERIOR |  | 3'-10" | 7'-0" | 1 3/4" | 3/4 HR | HM | SD1 | POLYSTYRENE CORE | COLD ROLLED STEEL | SQUARE EDGE | 18GA | PRIMER | NO STC | 3/4" | INCLUDE | PS | P4 | 7 1/4" | STEEL STUD ANCHOR | FLOOR ANCHOR | 3 PER JAMB | DOUBLE PROFILE | F1 | FACE WELDED | 16GA | PRIMER | NO PREHING | 2" | - | INCLUDE | 61 | INCLUDE
D1-ELEC.1 | BUILDING 1 | LEVEL 1 | ELEC CLOSET | 1 | RIGHT HAND | SWING | SINGLE | INTERIOR |  | 3'-0" | 7'-0" | 1 3/4" | 0 HR | HM | SD1 | POLYSTYRENE CORE | COLD ROLLED STEEL | SQUARE EDGE | 18GA | PRIMER | NO STC | 3/4" | INCLUDE | PS | P28 | 7 1/4" | STEEL STUD ANCHOR | FLOOR ANCHOR | 3 PER JAMB | DOUBLE PROFILE | F1 | FACE WELDED | 16GA | PRIMER | NO PREHING | 2" | - | INCLUDE | 62 | INCLUDE
D1-ELEC.2 | BUILDING 1 | LEVEL 1 | ELECTRICAL | 1 | LEFT HAND REVERSE | SWING | SINGLE | INTERIOR |  | 3'-10" | 7'-0" | 1 3/4" | 1 1/2 HR | HM | SD1 | POLYSTYRENE CORE | COLD ROLLED STEEL | SQUARE EDGE | 18GA | PRIMER | NO STC | 3/4" | INCLUDE | PS | P9 | 8 1/2" | STEEL STUD ANCHOR | FLOOR ANCHOR | 3 PER JAMB | DOUBLE PROFILE | F1 | FACE WELDED | 16GA | PRIMER | NO PREHING | 2" | - | INCLUDE | 63 | INCLUDE
D1-ELEC.3a | BUILDING 1 | LEVEL 1 | ELECTRICAL | 1 | RIGHT HAND REVERSE | SWING | SINGLE | INTERIOR |  | 3'-10" | 7'-0" | 1 3/4" | 1 1/2 HR | HM | SD1 | POLYSTYRENE CORE | COLD ROLLED STEEL | SQUARE EDGE | 18GA | PRIMER | NO STC | 3/4" | INCLUDE | PS | P10 | 10 1/2" | STEEL STUD ANCHOR | FLOOR ANCHOR | 3 PER JAMB | DOUBLE PROFILE | F1 | FACE WELDED | 16GA | PRIMER | NO PREHING | 2" | - | INCLUDE | 50 | INCLUDE
D1-ELEC.3b | BUILDING 1 | LEVEL 1 | ELECTRICAL | 1 | LEFT HAND | SWING | DOUBLE | INTERIOR |  | (2)3'-0" | 7'-0" | 1 3/4" | 1 1/2 HR | HM | DD1 | POLYSTYRENE CORE | COLD ROLLED STEEL | SQUARE EDGE | 18GA | PRIMER | NO STC | 3/4" | INCLUDE | PS | *FP | 4 3/4" | STEEL STUD ANCHOR | FLOOR ANCHOR | 3 PER JAMB | DOUBLE PROFILE | F2 | FACE WELDED | 16GA | PRIMER | NO PREHING | 2" | - | INCLUDE | 64 | INCLUDE
D1-ELEC.4 | BUILDING 1 | LEVEL 1 | ELEC CLOSET | 1 | RIGHT HAND | SWING | DOUBLE | INTERIOR |  | (2)2'-6" | 7'-0" | 1 3/4" | 0 HR | HM | DD1 | POLYSTYRENE CORE | COLD ROLLED STEEL | SQUARE EDGE | 18GA | PRIMER | NO STC | 3/4" | INCLUDE | PS | P30 | 8 1/2" | STEEL STUD ANCHOR | FLOOR ANCHOR | 3 PER JAMB | DOUBLE PROFILE | F2 | FACE WELDED | 16GA | PRIMER | NO PREHING | 2" | - | INCLUDE | 65W | INCLUDE
D1-ELEC.5 | BUILDING 1 | LEVEL 1 | ELEC CLOSET | 1 | LEFT HAND REVERSE | SWING | SINGLE | INTERIOR |  | 3'-0" | 7'-0" | 1 3/4" | 0 HR | HM | SD1 | POLYSTYRENE CORE | COLD ROLLED STEEL | SQUARE EDGE | 18GA | PRIMER | NO STC | 3/4" | INCLUDE | PS | P32 | 9 1/4" | STEEL STUD ANCHOR | FLOOR ANCHOR | 3 PER JAMB | DOUBLE PROFILE | F1 | FACE WELDED | 16GA | PRIMER | NO PREHING | 2" | - | INCLUDE | 66 | INCLUDE
D1-MECH.1 | BUILDING 1 | LEVEL 1 | MECHANICAL | 1 | RIGHT HAND REVERSE | SWING | DOUBLE | INTERIOR |  | (2)2'-6" | 7'-0" | 1 3/4" | 0 HR | HM | DD1 | POLYSTYRENE CORE | COLD ROLLED STEEL | SQUARE EDGE | 18GA | PRIMER | NO STC | 3/4" | INCLUDE | PS | P26 | 7 1/4" | STEEL STUD ANCHOR | FLOOR ANCHOR | 3 PER JAMB | DOUBLE PROFILE | F2 | FACE WELDED | 16GA | PRIMER | NO PREHING | 2" | - | INCLUDE | 67 | INCLUDE
D1-MECH.2 | BUILDING 1 | LEVEL 1 | MECHANICAL | 1 | LEFT HAND | SWING | DOUBLE | INTERIOR |  | (2)3'-0" | 7'-0" | 1 3/4" | 1 1/2 HR | HM | DD1 | POLYSTYRENE CORE | COLD ROLLED STEEL | SQUARE EDGE | 18GA | PRIMER | NO STC | 3/4" | INCLUDE | PS | P9 | 8 1/2" | STEEL STUD ANCHOR | FLOOR ANCHOR | 3 PER JAMB | DOUBLE PROFILE | F2 | FACE WELDED | 16GA | PRIMER | NO PREHING | 2" | - | INCLUDE | 68 | INCLUDE
D1-MECH.3 | BUILDING 1 | LEVEL 1 | MECHANICAL | 1 | RIGHT HAND | SWING | SINGLE | INTERIOR |  | 4'-0" | 7'-0" | 1 3/4" | 1 1/2 HR | HM | SD1 | POLYSTYRENE CORE | COLD ROLLED STEEL | SQUARE EDGE | 18GA | PRIMER | NO STC | 3/4" | INCLUDE | PS | P9 | 8 1/2" | STEEL STUD ANCHOR | FLOOR ANCHOR | 3 PER JAMB | DOUBLE PROFILE | F1 | FACE WELDED | 16GA | PRIMER | NO PREHING | 2" | - | INCLUDE | 69 | INCLUDE
D1-PRAC | BUILDING 1 | LEVEL 1 | SERVICE CORRIDOR | 1 | LEFT HAND REVERSE | SWING | DOUBLE | INTERIOR |  | (2)3'-0" | 7'-0" | 1 3/4" | 0 HR | HM | DD1 | POLYSTYRENE CORE | COLD ROLLED STEEL | SQUARE EDGE | 18GA | PRIMER | NO STC | 3/4" | INCLUDE | PS | P26 | 7 1/4" | STEEL STUD ANCHOR | FLOOR ANCHOR | 3 PER JAMB | DOUBLE PROFILE | F2 | FACE WELDED | 16GA | PRIMER | NO PREHING | 2" | - | INCLUDE | 70 | INCLUDE
D1-SHED.1 | BUILDING 1 | LEVEL 1 | FMO SHED | 1 | RIGHT HAND REVERSE | SWING | DOUBLE | INTERIOR |  | (2)3'-0" | 7'-0" | 1 3/4" | 0 HR | HM | DD1 | POLYSTYRENE CORE | COLD ROLLED STEEL | SQUARE EDGE | 18GA | PRIMER | NO STC | 3/4" | INCLUDE | PS | P26 | 7 1/4" | STEEL STUD ANCHOR | FLOOR ANCHOR | 3 PER JAMB | DOUBLE PROFILE | F2 | FACE WELDED | 16GA | PRIMER | NO PREHING | 2" | - | INCLUDE | 67 | INCLUDE
D1-ST.1a | BUILDING 1 | LEVEL 1 | STAIR A | 1 | LEFT HAND | SWING | SINGLE | INTERIOR |  | 4'-0" | 7'-0" | 1 3/4" | 1 1/2 HR | HM | SD1 | POLYSTYRENE CORE | COLD ROLLED STEEL | SQUARE EDGE | 18GA | PRIMER | NO STC | 3/4" | INCLUDE | PS | P9 | 8 1/2" | STEEL STUD ANCHOR | FLOOR ANCHOR | 3 PER JAMB | DOUBLE PROFILE | F1 | FACE WELDED | 16GA | PRIMER | NO PREHING | 2" | - | INCLUDE | 71 | INCLUDE
D1-ST.1b | BUILDING 1 | LEVEL 1 | STAIR A | 1 | RIGHT HAND | SWING | SINGLE | EXTERIOR |  | 3'-10" | 7'-0" | 1 3/4" | 0 HR | HMI | SD1 | POLYSTYRENE CORE | COLD ROLLED STEEL | SQUARE EDGE | 18GA | PRIMER | NO STC | 3/4" | INCLUDE | PSI | *FP | 4 3/4" | STEEL STUD ANCHOR | FLOOR ANCHOR | 3 PER JAMB | DOUBLE PROFILE | F1 | FACE WELDED | 16GA | PRIMER | NO PREHING | 2" | - | INCLUDE | 72 | INCLUDE
D1-ST.2 | BUILDING 1 | LEVEL 1 | STAIR B | 1 | LEFT HAND REVERSE | SWING | SINGLE | INTERIOR |  | 4'-0" | 7'-0" | 1 3/4" | 1 1/2 HR | HM | SD1 | POLYSTYRENE CORE | COLD ROLLED STEEL | SQUARE EDGE | 18GA | PRIMER | NO STC | 3/4" | INCLUDE | PS | *FP | 4 3/4" | STEEL STUD ANCHOR | FLOOR ANCHOR | 3 PER JAMB | DOUBLE PROFILE | F1 | FACE WELDED | 16GA | PRIMER | NO PREHING | 2" | - | INCLUDE | 71 | INCLUDE
D1-ST.4a | BUILDING 1 | LEVEL 1 | STAIR D | 1 | RIGHT HAND REVERSE | SWING | SINGLE | EXTERIOR |  | 3'-10" | 7'-0" | 1 3/4" | 0 HR | HMI | SD1 | POLYSTYRENE CORE | COLD ROLLED STEEL | SQUARE EDGE | 18GA | PRIMER | NO STC | 3/4" | INCLUDE | PSI | *FP | 4 3/4" | STEEL STUD ANCHOR | FLOOR ANCHOR | 3 PER JAMB | DOUBLE PROFILE | F1 | FACE WELDED | 16GA | PRIMER | NO PREHING | 2" | - | INCLUDE | 73 | INCLUDE
D1-ST.4b | BUILDING 1 | LEVEL 1 | STAIR D | 1 | LEFT HAND | SWING | SINGLE | INTERIOR |  | 4'-0" | 7'-0" | 1 3/4" | 1 1/2 HR | HM | SD1 | POLYSTYRENE CORE | COLD ROLLED STEEL | SQUARE EDGE | 18GA | PRIMER | NO STC | 3/4" | INCLUDE | PS | *FP | 4 3/4" | STEEL STUD ANCHOR | FLOOR ANCHOR | 3 PER JAMB | DOUBLE PROFILE | F1 | FACE WELDED | 16GA | PRIMER | NO PREHING | 2" | - | INCLUDE | 74 | INCLUDE
D1-ST.5a | BUILDING 1 | LEVEL 1 | STAIR E | 1 | RIGHT HAND | SWING | SINGLE | INTERIOR |  | 3'-10" | 7'-0" | 1 3/4" | 0 HR | HMI | SD1 | POLYSTYRENE CORE | COLD ROLLED STEEL | SQUARE EDGE | 18GA | PRIMER | NO STC | 3/4" | INCLUDE | PSI | *FP | 4 3/4" | STEEL STUD ANCHOR | FLOOR ANCHOR | 3 PER JAMB | DOUBLE PROFILE | F1 | FACE WELDED | 16GA | PRIMER | NO PREHING | 2" | - | INCLUDE | 73 | INCLUDE
D1-ST.5b | BUILDING 1 | LEVEL 1 | STAIR E | 1 | LEFT HAND REVERSE | SWING | SINGLE | INTERIOR |  | 4'-0" | 7'-0" | 1 3/4" | 1 1/2 HR | HM | SD1 | POLYSTYRENE CORE | COLD ROLLED STEEL | SQUARE EDGE | 18GA | PRIMER | NO STC | 3/4" | INCLUDE | PS | *FP | 4 3/4" | STEEL STUD ANCHOR | FLOOR ANCHOR | 3 PER JAMB | DOUBLE PROFILE | F1 | FACE WELDED | 16GA | PRIMER | NO PREHING | 2" | - | INCLUDE | 71 | INCLUDE
D1-STOR.1 | BUILDING 1 | LEVEL 1 | STORAGE | 1 | RIGHT HAND REVERSE | SWING | SINGLE | INTERIOR |  | 3'-0" | 7'-0" | 1 3/4" | 3/4 HR | HM | SD1 | POLYSTYRENE CORE | COLD ROLLED STEEL | SQUARE EDGE | 18GA | PRIMER | NO STC | 3/4" | INCLUDE | PS | P4 | 7 1/4" | STEEL STUD ANCHOR | FLOOR ANCHOR | 3 PER JAMB | DOUBLE PROFILE | F1 | FACE WELDED | 16GA | PRIMER | NO PREHING | 2" | - | INCLUDE | 35 | INCLUDE
D1-VEST.1a | BUILDING 1 | LEVEL 1 | SERVICE VESTIBULE | 1 | LEFT HAND | SWING | SINGLE | INTERIOR |  | 3'-0" | 7'-0" | 1 3/4" | 0 HR | HM | SD3 | POLYSTYRENE CORE | COLD ROLLED STEEL | SQUARE EDGE | 18GA | PRIMER | NO STC | 3/4" | INCLUDE | PS | P28 | 7 1/4" | STEEL STUD ANCHOR | FLOOR ANCHOR | 3 PER JAMB | DOUBLE PROFILE | F1 | FACE WELDED | 16GA | PRIMER | NO PREHING | 2" | - | INCLUDE | 75 | INCLUDE
D1-VEST.1b | BUILDING 1 | LEVEL 1 | SERVICE VESTIBULE | 1 | RIGHT HAND | SWING | SINGLE | INTERIOR |  | 3'-0" | 7'-0" | 1 3/4" | 0 HR | SCW | SD3 | PARTICLEBOARD CORE | - | - | - | PRIMER | NO STC | 3/4" | INCLUDE | PS | P31 | 7 1/4" | STEEL STUD ANCHOR | FLOOR ANCHOR | 3 PER JAMB | DOUBLE PROFILE | F1 | FACE WELDED | 16GA | PRIMER | NO PREHING | 2" | - | INCLUDE | 76 | INCLUDE
D1-VEST.2b | BUILDING 1 | LEVEL 1 | WAITING | 1 | RIGHT HAND REVERSE | SWING | DOUBLE | INTERIOR |  | (2)3'-0" | 7'-0" | 1 3/4" | 0 HR | HM | DD7 | POLYSTYRENE CORE | COLD ROLLED STEEL | SQUARE EDGE | 18GA | PRIMER | NO STC | 3/4" | INCLUDE | PS | P26 | 7 1/4" | STEEL STUD ANCHOR | FLOOR ANCHOR | 3 PER JAMB | DOUBLE PROFILE | F2 | FACE WELDED | 16GA | PRIMER | NO PREHING | 2" | - | INCLUDE | 78 | INCLUDE
D1-VEST.5 | BUILDING 1 | LEVEL 1 | VESTIBULE | 1 | LEFT HAND REVERSE | SWING | SINGLE | INTERIOR |  | 4'-0" | 7'-0" | 1 3/4" | 0 HR | HM | SD1 | POLYSTYRENE CORE | COLD ROLLED STEEL | SQUARE EDGE | 18GA | PRIMER | NO STC | 3/4" | INCLUDE | PS | P28 | 7 1/4" | STEEL STUD ANCHOR | FLOOR ANCHOR | 3 PER JAMB | DOUBLE PROFILE | F1 | FACE WELDED | 16GA | PRIMER | NO PREHING | 2" | - | INCLUDE | 80 | INCLUDE
D4-STOR.1 | BUILDING 1 | LEVEL 4 | STORAGE | 1 | RIGHT HAND | SWING | SINGLE | INTERIOR |  | 3'-0" | 7'-0" | 1 3/4" | 3/4 HR | HM | SD1 | POLYSTYRENE CORE | COLD ROLLED STEEL | SQUARE EDGE | 18GA | PRIMER | NO STC | 3/4" | INCLUDE | PS | P11 | 9 1/4" | STEEL STUD ANCHOR | FLOOR ANCHOR | 3 PER JAMB | DOUBLE PROFILE | F1 | FACE WELDED | 16GA | PRIMER | NO PREHING | 2" | - | INCLUDE | 35 | INCLUDE
D4-STOR.2 | BUILDING 1 | LEVEL 4 | EQUIP. STORAGE | 1 | LEFT HAND REVERSE | SWING | SINGLE | INTERIOR |  | 3'-10" | 7'-0" | 1 3/4" | 1 1/2 HR | HM | SD1 | POLYSTYRENE CORE | COLD ROLLED STEEL | SQUARE EDGE | 18GA | PRIMER | NO STC | 3/4" | INCLUDE | PS | P8 | 6 1/8" | STEEL STUD ANCHOR | FLOOR ANCHOR | 3 PER JAMB | DOUBLE PROFILE | F1 | FACE WELDED | 16GA | PRIMER | NO PREHING | 2" | - | INCLUDE | 120 | INCLUDE
D4-STOR.3 | BUILDING 1 | LEVEL 4 | REC. STORAGE | 1 | RIGHT HAND REVERSE | SWING | SINGLE | INTERIOR |  | 3'-0" | 7'-0" | 1 3/4" | 3/4 HR | HM | SD1 | POLYSTYRENE CORE | COLD ROLLED STEEL | SQUARE EDGE | 18GA | PRIMER | NO STC | 3/4" | INCLUDE | PS | P3 | 4 7/8" | STEEL STUD ANCHOR | FLOOR ANCHOR | 3 PER JAMB | DOUBLE PROFILE | F1 | FACE WELDED | 16GA | PRIMER | NO PREHING | 2" | - | INCLUDE | 121 | INCLUDE
D4-STOR.4 | BUILDING 1 | LEVEL 4 | ENVIRO. SERV. STORAGE | 1 | LEFT HAND | SWING | SINGLE | INTERIOR |  | 3'-10" | 7'-0" | 1 3/4" | 0 HR | HM | SD1 | POLYSTYRENE CORE | COLD ROLLED STEEL | SQUARE EDGE | 18GA | PRIMER | NO STC | 3/4" | INCLUDE | PS | P31 | 7 1/4" | STEEL STUD ANCHOR | FLOOR ANCHOR | 3 PER JAMB | DOUBLE PROFILE | F1 | FACE WELDED | 16GA | PRIMER | NO PREHING | 2" | - | INCLUDE | 115 | INCLUDE
D4-VEST.1a | BUILDING 1 | LEVEL 4 | VESTIBULE | 1 | RIGHT HAND | SWING | SINGLE | INTERIOR |  | 3'-10" | 7'-0" | 1 3/4" | 3/4 HR | HM | SD1 | POLYSTYRENE CORE | COLD ROLLED STEEL | SQUARE EDGE | 18GA | PRIMER | NO STC | 3/4" | INCLUDE | PS | *FP | 4 3/4" | STEEL STUD ANCHOR | FLOOR ANCHOR | 3 PER JAMB | DOUBLE PROFILE | F1 | FACE WELDED | 16GA | PRIMER | NO PREHING | 2" | - | INCLUDE | 105 | INCLUDE
D4-VEST.1b | BUILDING 1 | LEVEL 4 | VESTIBULE | 1 | LEFT HAND REVERSE | SWING | DOUBLE | INTERIOR |  | 7'-3" | 7'-0" | 1 3/4" | 0 HR | SCW | DD3 | PARTICLEBOARD CORE | - | - | - | PRIMER | NO STC | 3/4" | INCLUDE | PS | P34 | 10 1/2" | STEEL STUD ANCHOR | FLOOR ANCHOR | 3 PER JAMB | DOUBLE PROFILE | F2 | FACE WELDED | 16GA | PRIMER | NO PREHING | 2" | - | INCLUDE | 100 | INCLUDE
D4-VEST.1c | BUILDING 1 | LEVEL 4 | VESTIBULE | 1 | RIGHT HAND REVERSE | SWING | DOUBLE | INTERIOR |  | 7'-3" | 7'-0" | 1 3/4" | 0 HR | SCW | DD3 | PARTICLEBOARD CORE | - | - | - | PRIMER | NO STC | 3/4" | INCLUDE | PS | P27 | 7 1/4" | STEEL STUD ANCHOR | FLOOR ANCHOR | 3 PER JAMB | DOUBLE PROFILE | F2 | FACE WELDED | 16GA | PRIMER | NO PREHING | 2" | - | INCLUDE | 100 | INCLUDE
D4-VEST.1d | BUILDING 1 | LEVEL 4 | VESTIBULE | 1 | LEFT HAND | SWING | SINGLE | INTERIOR |  | 3'-8" | 7'-0" | 1 3/4" | 3/4 HR | HM | SD3 | POLYSTYRENE CORE | COLD ROLLED STEEL | SQUARE EDGE | 18GA | PRIMER | NO STC | 3/4" | INCLUDE | PS | P10 | 10 1/2" | STEEL STUD ANCHOR | FLOOR ANCHOR | 3 PER JAMB | DOUBLE PROFILE | F1 | FACE WELDED | 16GA | PRIMER | NO PREHING | 2" | - | INCLUDE | 116 | INCLUDE
D4-VEST.4a | BUILDING 1 | LEVEL 4 | VESTIBULE | 1 | RIGHT HAND | SWING | SINGLE | INTERIOR |  | 3'-10" | 7'-0" | 1 3/4" | 3/4 HR | HM | SD1 | POLYSTYRENE CORE | COLD ROLLED STEEL | SQUARE EDGE | 18GA | PRIMER | NO STC | 3/4" | INCLUDE | PS | P3 | 4 7/8" | STEEL STUD ANCHOR | FLOOR ANCHOR | 3 PER JAMB | DOUBLE PROFILE | F1 | FACE WELDED | 16GA | PRIMER | NO PREHING | 2" | - | INCLUDE | 105 | INCLUDE
D4-VEST.4b | BUILDING 1 | LEVEL 4 | VESTIBULE | 1 | LEFT HAND REVERSE | SWING | SINGLE | INTERIOR |  | 3'-8" | 7'-0" | 1 3/4" | 0 HR | HM | SD3 | POLYSTYRENE CORE | COLD ROLLED STEEL | SQUARE EDGE | 18GA | PRIMER | NO STC | 3/4" | INCLUDE | PS | P23 | 4 7/8" | STEEL STUD ANCHOR | FLOOR ANCHOR | 3 PER JAMB | DOUBLE PROFILE | F1 | FACE WELDED | 16GA | PRIMER | NO PREHING | 2" | - | INCLUDE | 116 | INCLUDE
D4-VEST.4c | BUILDING 1 | LEVEL 4 | VESTIBULE | 1 | RIGHT HAND REVERSE | SWING | DOUBLE | INTERIOR |  | 7'-3" | 7'-0" | 1 3/4" | 0 HR | SCW | DD3 | PARTICLEBOARD CORE | - | - | - | PRIMER | NO STC | 3/4" | INCLUDE | PS | P28 | 7 1/4" | STEEL STUD ANCHOR | FLOOR ANCHOR | 3 PER JAMB | DOUBLE PROFILE | F2 | FACE WELDED | 16GA | PRIMER | NO PREHING | 2" | - | INCLUDE | 100 | INCLUDE
D4-VEST.4d | BUILDING 1 | LEVEL 4 | VESTIBULE | 1 | LEFT HAND | SWING | DOUBLE | INTERIOR |  | 7'-3" | 7'-0" | 1 3/4" | 3/4 HR | SCW | DD3 | MINERAL CORE | - | - | - | PRIMER | NO STC | 3/4" | INCLUDE | PS | P4 | 7 1/4" | STEEL STUD ANCHOR | FLOOR ANCHOR | 3 PER JAMB | DOUBLE PROFILE | F2 | FACE WELDED | 16GA | PRIMER | NO PREHING | 2" | - | INCLUDE | 117 | INCLUDE
D5-001a | BUILDING 1 | LEVEL 5 | CLEAN UTILITY | 1 | RIGHT HAND | SWING | SINGLE | INTERIOR |  | 3'-0" | 7'-0" | 1 3/4" | 0 HR | HM | SD3 | POLYSTYRENE CORE | COLD ROLLED STEEL | SQUARE EDGE | 18GA | PRIMER | NO STC | 3/4" | INCLUDE | PS | P28 | 7 1/4" | STEEL STUD ANCHOR | FLOOR ANCHOR | 3 PER JAMB | DOUBLE PROFILE | F1 | FACE WELDED | 16GA | PRIMER | NO PREHING | 2" | - | INCLUDE | 47 | INCLUDE
D5-001b | BUILDING 1 | LEVEL 5 | CLEAN UTILITY | 1 | LEFT HAND REVERSE | SWING | SINGLE | INTERIOR |  | 3'-0" | 7'-0" | 1 3/4" | 0 HR | HM | SD3 | POLYSTYRENE CORE | COLD ROLLED STEEL | SQUARE EDGE | 18GA | PRIMER | NO STC | 3/4" | INCLUDE | PS | P34 | 10 1/2" | STEEL STUD ANCHOR | FLOOR ANCHOR | 3 PER JAMB | DOUBLE PROFILE | F1 | FACE WELDED | 16GA | PRIMER | NO PREHING | 2" | - | INCLUDE | 81 | INCLUDE
D5-004 | BUILDING 1 | LEVEL 5 | EQUIP. STORAGE | 1 | RIGHT HAND REVERSE | SWING | SINGLE | INTERIOR |  | 3'-0" | 7'-0" | 1 3/4" | 3/4 HR | HM | SD1 | POLYSTYRENE CORE | COLD ROLLED STEEL | SQUARE EDGE | 18GA | PRIMER | NO STC | 3/4" | INCLUDE | PS | P28 | 7 1/4" | STEEL STUD ANCHOR | FLOOR ANCHOR | 3 PER JAMB | DOUBLE PROFILE | F1 | FACE WELDED | 16GA | PRIMER | NO PREHING | 2" | - | INCLUDE | 46 | INCLUDE
D5-006 | BUILDING 1 | LEVEL 5 | SHARED WC | 1 | LEFT HAND | SWING | SINGLE | INTERIOR |  | 3'-10" | 7'-0" | 1 3/4" | 0 HR | SCW | SD1 | PARTICLEBOARD CORE | - | - | - | PRIMER | NO STC | 3/4" | INCLUDE | PS | P22 | 4 5/8" | STEEL STUD ANCHOR | FLOOR ANCHOR | 3 PER JAMB | DOUBLE PROFILE | F1 | FACE WELDED | 16GA | PRIMER | NO PREHING | 2" | - | INCLUDE | 1 | INCLUDE
D5-008a | BUILDING 1 | LEVEL 5 | RESIDENTIAL KITCHEN | 1 | LEFT HAND REVERSE | SWING | SINGLE | INTERIOR |  | 3'-0" | 7'-0" | 1 3/4" | 0 HR | SCW | SD1 | PARTICLEBOARD CORE | - | - | - | PRIMER | NO STC | 3/4" | INCLUDE | PS | *FP | 4 3/4" | STEEL STUD ANCHOR | FLOOR ANCHOR | 3 PER JAMB | DOUBLE PROFILE | F1 | FACE WELDED | 16GA | PRIMER | NO PREHING | 2" | - | INCLUDE | 108 | INCLUDE
D5-008b | BUILDING 1 | LEVEL 5 | RESIDENTIAL KITCHEN | 1 | RIGHT HAND REVERSE | SWING | SINGLE | INTERIOR |  | 3'-0" | 7'-0" | 1 3/4" | 0 HR | SCW | SD1 | PARTICLEBOARD CORE | - | - | - | PRIMER | NO STC | 3/4" | INCLUDE | PS | *FP | 4 3/4" | STEEL STUD ANCHOR | FLOOR ANCHOR | 3 PER JAMB | DOUBLE PROFILE | F1 | FACE WELDED | 16GA | PRIMER | NO PREHING | 2" | - | INCLUDE | 108 | INCLUDE
D5-009 | BUILDING 1 | LEVEL 5 | RECREATION | 1 | LEFT HAND | SWING | SINGLE | INTERIOR |  | 3'-8" | 7'-0" | 1 3/4" | 0 HR | SCW | SD7 | PARTICLEBOARD CORE | - | - | - | PRIMER | NO STC | 3/4" | INCLUDE | PS | P26 | 7 1/4" | STEEL STUD ANCHOR | FLOOR ANCHOR | 3 PER JAMB | DOUBLE PROFILE | F1 | FACE WELDED | 16GA | PRIMER | NO PREHING | 2" | - | INCLUDE | 45 | INCLUDE
D5-012 | BUILDING 1 | LEVEL 5 | TEAM CONFERENCE | 1 | RIGHT HAND | SWING | SINGLE | INTERIOR |  | 3'-0" | 7'-0" | 1 3/4" | 0 HR | SCW | SD1 | PARTICLEBOARD CORE | - | - | - | PRIMER | NO STC | 3/4" | INCLUDE | PS | P34 | 10 1/2" | STEEL STUD ANCHOR | FLOOR ANCHOR | 3 PER JAMB | DOUBLE PROFILE | F1 | FACE WELDED | 16GA | PRIMER | NO PREHING | 2" | - | INCLUDE | 82 | INCLUDE
D5-014 | BUILDING 1 | LEVEL 5 | TUB ROOM | 1 | RIGHT HAND REVERSE | SWING | SINGLE | INTERIOR |  | 3'-10" | 7'-0" | 1 3/4" | 0 HR | SCW | SD1 | PARTICLEBOARD CORE | - | - | - | PRIMER | NO STC | 3/4" | INCLUDE | PS | P34 | 10 1/2" | STEEL STUD ANCHOR | FLOOR ANCHOR | 3 PER JAMB | DOUBLE PROFILE | F1 | FACE WELDED | 16GA | PRIMER | NO PREHING | 2" | - | INCLUDE | 16 | INCLUDE
D5-015 | BUILDING 1 | LEVEL 5 | CLEAN LINEN | 1 | LEFT HAND | SWING | DOUBLE | INTERIOR |  | (2)2'-0" | 7'-0" | 1 3/4" | 0 HR | SCW | DD1 | PARTICLEBOARD CORE | - | - | - | PRIMER | NO STC | 3/4" | INCLUDE | PS | P22 | 4 5/8" | STEEL STUD ANCHOR | FLOOR ANCHOR | 3 PER JAMB | DOUBLE PROFILE | F2 | FACE WELDED | 16GA | PRIMER | NO PREHING | 2" | - | INCLUDE | 40W1 | INCLUDE
D5-016 | BUILDING 1 | LEVEL 5 | QUIET ROOM | 1 | RIGHT HAND | SWING | SINGLE | INTERIOR |  | 3'-10" | 7'-0" | 1 3/4" | 0 HR | SCW | SD1 | PARTICLEBOARD CORE | - | - | - | PRIMER | NO STC | 3/4" | INCLUDE | PS | P27 | 7 1/4" | STEEL STUD ANCHOR | FLOOR ANCHOR | 3 PER JAMB | DOUBLE PROFILE | F1 | FACE WELDED | 16GA | PRIMER | NO PREHING | 2" | - | INCLUDE | 43 | INCLUDE
D5-017.1 | BUILDING 1 | LEVEL 5 | RESIDENT WASHROOM | 1 | LEFT HAND REVERSE | SWING | SINGLE | INTERIOR |  | 3'-11" | 6'-6" | 1 3/4" | 0 HR | SCW | SD1 | PARTICLEBOARD CORE | - | - | - | PRIMER | NO STC | 3/4" | INCLUDE | PS | P22 | 4 5/8" | STEEL STUD ANCHOR | FLOOR ANCHOR | 3 PER JAMB | DOUBLE PROFILE | F1 | FACE WELDED | 16GA | PRIMER | NO PREHING | 2" | - | INCLUDE | 37 | INCLUDE
D5-022 | BUILDING 1 | LEVEL 5 | MED ROOM | 1 | RIGHT HAND REVERSE | SWING | SINGLE | INTERIOR |  | 3'-0" | 7'-0" | 1 3/4" | 0 HR | SCW | SD3 | PARTICLEBOARD CORE | - | - | - | PRIMER | NO STC | 3/4" | INCLUDE | PS | P34 | 10 1/2" | STEEL STUD ANCHOR | FLOOR ANCHOR | 3 PER JAMB | DOUBLE PROFILE | F1 | FACE WELDED | 16GA | PRIMER | NO PREHING | 2" | - | INCLUDE | 44 | INCLUDE
D5-024 | BUILDING 1 | LEVEL 5 | RESIDENT LAUNDRY | 1 | LEFT HAND | SWING | SINGLE | INTERIOR |  | 3'-8" | 7'-0" | 1 3/4" | 0 HR | SCW | SD3 | PARTICLEBOARD CORE | - | - | - | PRIMER | NO STC | 3/4" | INCLUDE | PS | P27 | 7 1/4" | STEEL STUD ANCHOR | FLOOR ANCHOR | 3 PER JAMB | DOUBLE PROFILE | F1 | FACE WELDED | 16GA | PRIMER | NO PREHING | 2" | - | INCLUDE | 122 | INCLUDE
D5-027 | BUILDING 1 | LEVEL 5 | ENVIRO. SERV. | 1 | RIGHT HAND | SWING | SINGLE | INTERIOR |  | 3'-0" | 7'-0" | 1 3/4" | 0 HR | HM | SD1 | POLYSTYRENE CORE | COLD ROLLED STEEL | SQUARE EDGE | 18GA | PRIMER | NO STC | 3/4" | INCLUDE | PS | P34 | 10 1/2" | STEEL STUD ANCHOR | FLOOR ANCHOR | 3 PER JAMB | DOUBLE PROFILE | F1 | FACE WELDED | 16GA | PRIMER | NO PREHING | 2" | - | INCLUDE | 47 | INCLUDE
D5-029a | BUILDING 1 | LEVEL 5 | SOILED UTILITY | 1 | LEFT HAND REVERSE | SWING | SINGLE | INTERIOR |  | 3'-0" | 7'-0" | 1 3/4" | 0 HR | HM | SD3 | POLYSTYRENE CORE | COLD ROLLED STEEL | SQUARE EDGE | 18GA | PRIMER | NO STC | 3/4" | INCLUDE | PS | P27 | 7 1/4" | STEEL STUD ANCHOR | FLOOR ANCHOR | 3 PER JAMB | DOUBLE PROFILE | F1 | FACE WELDED | 16GA | PRIMER | NO PREHING | 2" | - | INCLUDE | 53 | INCLUDE
D5-029b | BUILDING 1 | LEVEL 5 | SOILED UTILITY | 1 | RIGHT HAND REVERSE | SWING | SINGLE | INTERIOR |  | 3'-0" | 7'-0" | 1 3/4" | 0 HR | HM | SD3 | POLYSTYRENE CORE | COLD ROLLED STEEL | SQUARE EDGE | 18GA | PRIMER | NO STC | 3/4" | INCLUDE | PS | P34 | 10 1/2" | STEEL STUD ANCHOR | FLOOR ANCHOR | 3 PER JAMB | DOUBLE PROFILE | F1 | FACE WELDED | 16GA | PRIMER | NO PREHING | 2" | - | INCLUDE | 53 | INCLUDE
D5-030 | BUILDING 1 | LEVEL 5 | RESIDENT CLEAN LDRY. | 1 | LEFT HAND | SWING | DOUBLE | INTERIOR |  | (2)3'-0" | 7'-0" | 1 3/4" | 0 HR | SCW | DD1 | PARTICLEBOARD CORE | - | - | - | PRIMER | NO STC | 3/4" | INCLUDE | PS | P34 | 10 1/2" | STEEL STUD ANCHOR | FLOOR ANCHOR | 3 PER JAMB | DOUBLE PROFILE | F2 | FACE WELDED | 16GA | PRIMER | NO PREHING | 2" | - | INCLUDE | 40 | INCLUDE
D5-032 | BUILDING 1 | LEVEL 5 | CLEAN LINEN | 1 | RIGHT HAND | SWING | DOUBLE | INTERIOR |  | (2)2'-0" | 7'-0" | 1 3/4" | 0 HR | SCW | DD1 | PARTICLEBOARD CORE | - | - | - | PRIMER | NO STC | 3/4" | INCLUDE | PS | P26 | 7 1/4" | STEEL STUD ANCHOR | FLOOR ANCHOR | 3 PER JAMB | DOUBLE PROFILE | F2 | FACE WELDED | 16GA | PRIMER | NO PREHING | 2" | - | INCLUDE | 40W1 | INCLUDE
D5-033 | BUILDING 1 | LEVEL 5 | ACCESS ROOM | 1 | LEFT HAND REVERSE | SWING | SINGLE | INTERIOR |  | 3'-0" | 7'-0" | 1 3/4" | 3/4 HR | HM | SD1 | POLYSTYRENE CORE | COLD ROLLED STEEL | SQUARE EDGE | 18GA | PRIMER | NO STC | 3/4" | INCLUDE | PS | P11 | 9 1/4" | STEEL STUD ANCHOR | FLOOR ANCHOR | 3 PER JAMB | DOUBLE PROFILE | F1 | FACE WELDED | 16GA | PRIMER | NO PREHING | 2" | - | INCLUDE | 123 | INCLUDE
D5-034 | BUILDING 1 | LEVEL 5 | QUIET ROOM | 1 | RIGHT HAND REVERSE | SWING | SINGLE | INTERIOR |  | 3'-10" | 7'-0" | 1 3/4" | 0 HR | SCW | SD1 | PARTICLEBOARD CORE | - | - | - | PRIMER | NO STC | 3/4" | INCLUDE | PS | P24 | 4 7/8" | STEEL STUD ANCHOR | FLOOR ANCHOR | 3 PER JAMB | DOUBLE PROFILE | F1 | FACE WELDED | 16GA | PRIMER | NO PREHING | 2" | - | INCLUDE | 43 | INCLUDE
D5-040 | BUILDING 1 | LEVEL 5 | CLEAN LINEN | 1 | LEFT HAND | SWING | DOUBLE | INTERIOR |  | (2)2'-6" | 7'-0" | 1 3/4" | 0 HR | SCW | DD1 | PARTICLEBOARD CORE | - | - | - | PRIMER | NO STC | 3/4" | INCLUDE | PS | P27 | 7 1/4" | STEEL STUD ANCHOR | FLOOR ANCHOR | 3 PER JAMB | DOUBLE PROFILE | F2 | FACE WELDED | 16GA | PRIMER | NO PREHING | 2" | - | INCLUDE | 40W | INCLUDE
D5-041 | BUILDING 1 | LEVEL 5 | TUB ROOM | 1 | RIGHT HAND | SWING | SINGLE | INTERIOR |  | 3'-10" | 7'-0" | 1 3/4" | 0 HR | SCW | SD1 | PARTICLEBOARD CORE | - | - | - | PRIMER | NO STC | 3/4" | INCLUDE | PS | P34 | 10 1/2" | STEEL STUD ANCHOR | FLOOR ANCHOR | 3 PER JAMB | DOUBLE PROFILE | F1 | FACE WELDED | 16GA | PRIMER | NO PREHING | 2" | - | INCLUDE | 16 | INCLUDE
D5-043a | BUILDING 1 | LEVEL 5 | SOILED UTILITY | 1 | LEFT HAND REVERSE | SWING | SINGLE | INTERIOR |  | 3'-0" | 7'-0" | 1 3/4" | 0 HR | HM | SD3 | POLYSTYRENE CORE | COLD ROLLED STEEL | SQUARE EDGE | 18GA | PRIMER | NO STC | 3/4" | INCLUDE | PS | P34 | 10 1/2" | STEEL STUD ANCHOR | FLOOR ANCHOR | 3 PER JAMB | DOUBLE PROFILE | F1 | FACE WELDED | 16GA | PRIMER | NO PREHING | 2" | - | INCLUDE | 53 | INCLUDE
D5-043b | BUILDING 1 | LEVEL 5 | SOILED UTILITY | 1 | RIGHT HAND REVERSE | SWING | SINGLE | INTERIOR |  | 3'-0" | 7'-0" | 1 3/4" | 0 HR | HM | SD3 | POLYSTYRENE CORE | COLD ROLLED STEEL | SQUARE EDGE | 18GA | PRIMER | NO STC | 3/4" | INCLUDE | PS | P34 | 10 1/2" | STEEL STUD ANCHOR | FLOOR ANCHOR | 3 PER JAMB | DOUBLE PROFILE | F1 | FACE WELDED | 16GA | PRIMER | NO PREHING | 2" | - | INCLUDE | 53 | INCLUDE
D5-045a | BUILDING 1 | LEVEL 5 | CLEAN UTILITY | 1 | LEFT HAND | SWING | SINGLE | INTERIOR |  | 3'-0" | 7'-0" | 1 3/4" | 0 HR | HM | SD3 | POLYSTYRENE CORE | COLD ROLLED STEEL | SQUARE EDGE | 18GA | PRIMER | NO STC | 3/4" | INCLUDE | PS | P34 | 10 1/2" | STEEL STUD ANCHOR | FLOOR ANCHOR | 3 PER JAMB | DOUBLE PROFILE | F1 | FACE WELDED | 16GA | PRIMER | NO PREHING | 2" | - | INCLUDE | 47 | INCLUDE
D5-045b | BUILDING 1 | LEVEL 5 | CLEAN UTILITY | 1 | RIGHT HAND | SWING | SINGLE | INTERIOR |  | 3'-0" | 7'-0" | 1 3/4" | 0 HR | HM | SD3 | POLYSTYRENE CORE | COLD ROLLED STEEL | SQUARE EDGE | 18GA | PRIMER | NO STC | 3/4" | INCLUDE | PS | P34 | 10 1/2" | STEEL STUD ANCHOR | FLOOR ANCHOR | 3 PER JAMB | DOUBLE PROFILE | F1 | FACE WELDED | 16GA | PRIMER | NO PREHING | 2" | - | INCLUDE | 47 | INCLUDE
D5-046 | BUILDING 1 | LEVEL 5 | EQUIPMENT STORAGE | 1 | LEFT HAND REVERSE | SWING | SINGLE | INTERIOR |  | 3'-0" | 7'-0" | 1 3/4" | 3/4 HR | HM | SD1 | POLYSTYRENE CORE | COLD ROLLED STEEL | SQUARE EDGE | 18GA | PRIMER | NO STC | 3/4" | INCLUDE | PS | P34 | 10 1/2" | STEEL STUD ANCHOR | FLOOR ANCHOR | 3 PER JAMB | DOUBLE PROFILE | F1 | FACE WELDED | 16GA | PRIMER | NO PREHING | 2" | - | INCLUDE | 46 | INCLUDE
D5-047 | BUILDING 1 | LEVEL 5 | ENVIRO. SERV. | 1 | RIGHT HAND REVERSE | SWING | SINGLE | INTERIOR |  | 3'-0" | 7'-0" | 1 3/4" | 0 HR | HM | SD1 | POLYSTYRENE CORE | COLD ROLLED STEEL | SQUARE EDGE | 18GA | PRIMER | NO STC | 3/4" | INCLUDE | PS | P27 | 7 1/4" | STEEL STUD ANCHOR | FLOOR ANCHOR | 3 PER JAMB | DOUBLE PROFILE | F1 | FACE WELDED | 16GA | PRIMER | NO PREHING | 2" | - | INCLUDE | 47 | INCLUDE
D5-049 | BUILDING 1 | LEVEL 5 | RECREATION | 1 | LEFT HAND | SWING | SINGLE | INTERIOR |  | 3'-8" | 7'-0" | 1 3/4" | 0 HR | SCW | SD7 | PARTICLEBOARD CORE | - | - | - | PRIMER | NO STC | 3/4" | INCLUDE | PS | P26 | 7 1/4" | STEEL STUD ANCHOR | FLOOR ANCHOR | 3 PER JAMB | DOUBLE PROFILE | F1 | FACE WELDED | 16GA | PRIMER | NO PREHING | 2" | - | INCLUDE | 109 | INCLUDE
D5-054 | BUILDING 1 | LEVEL 5 | MED ROOM | 1 | RIGHT HAND | SWING | SINGLE | INTERIOR |  | 3'-0" | 7'-0" | 1 3/4" | 0 HR | SCW | SD3 | PARTICLEBOARD CORE | - | - | - | PRIMER | NO STC | 3/4" | INCLUDE | PS | P34 | 10 1/2" | STEEL STUD ANCHOR | FLOOR ANCHOR | 3 PER JAMB | DOUBLE PROFILE | F1 | FACE WELDED | 16GA | PRIMER | NO PREHING | 2" | - | INCLUDE | 44 | INCLUDE
D5-058 | BUILDING 1 | LEVEL 5 | CLEAN LINEN | 1 | LEFT HAND REVERSE | SWING | DOUBLE | INTERIOR |  | (2)2'-6" | 7'-0" | 1 3/4" | 0 HR | SCW | DD1 | PARTICLEBOARD CORE | - | - | - | PRIMER | NO STC | 3/4" | INCLUDE | PS | P27 | 7 1/4" | STEEL STUD ANCHOR | FLOOR ANCHOR | 3 PER JAMB | DOUBLE PROFILE | F2 | FACE WELDED | 16GA | PRIMER | NO PREHING | 2" | - | INCLUDE | 40W | INCLUDE
D5-064 | BUILDING 1 | LEVEL 5 | QUIET ROOM | 1 | LEFT HAND | SWING | SINGLE | INTERIOR |  | 3'-10" | 7'-0" | 1 3/4" | 0 HR | SCW | SD1 | PARTICLEBOARD CORE | - | - | - | PRIMER | NO STC | 3/4" | INCLUDE | PS | P27 | 7 1/4" | STEEL STUD ANCHOR | FLOOR ANCHOR | 3 PER JAMB | DOUBLE PROFILE | F1 | FACE WELDED | 16GA | PRIMER | NO PREHING | 2" | - | INCLUDE | 43 | INCLUDE
D5-065 | BUILDING 1 | LEVEL 5 | TEAM CONFERENCE | 1 | RIGHT HAND | SWING | SINGLE | INTERIOR |  | 3'-0" | 7'-0" | 1 3/4" | 0 HR | SCW | SD1 | PARTICLEBOARD CORE | - | - | - | PRIMER | NO STC | 3/4" | INCLUDE | PS | P27 | 7 1/4" | STEEL STUD ANCHOR | FLOOR ANCHOR | 3 PER JAMB | DOUBLE PROFILE | F1 | FACE WELDED | 16GA | PRIMER | NO PREHING | 2" | - | INCLUDE | 82 | INCLUDE
D5-070 | BUILDING 1 | LEVEL 5 | SHARED WC | 1 | LEFT HAND REVERSE | SWING | SINGLE | INTERIOR |  | 3'-10" | 7'-0" | 1 3/4" | 0 HR | SCW | SD1 | PARTICLEBOARD CORE | - | - | - | PRIMER | NO STC | 3/4" | INCLUDE | PS | P24 | 4 7/8" | STEEL STUD ANCHOR | FLOOR ANCHOR | 3 PER JAMB | DOUBLE PROFILE | F1 | FACE WELDED | 16GA | PRIMER | NO PREHING | 2" | - | INCLUDE | 1 | INCLUDE
D5-071 | BUILDING 1 | LEVEL 5 | RESIDENT CLEAN LDRY. | 1 | RIGHT HAND REVERSE | SWING | DOUBLE | INTERIOR |  | (2)3'-0" | 7'-0" | 1 3/4" | 0 HR | SCW | DD1 | PARTICLEBOARD CORE | - | - | - | PRIMER | NO STC | 3/4" | INCLUDE | PS | P3 | 4 7/8" | STEEL STUD ANCHOR | FLOOR ANCHOR | 3 PER JAMB | DOUBLE PROFILE | F2 | FACE WELDED | 16GA | PRIMER | NO PREHING | 2" | - | INCLUDE | 40 | INCLUDE
D5-073 | BUILDING 1 | LEVEL 5 | FAMILY ROOM | 1 | LEFT HAND | SWING | DOUBLE | INTERIOR |  | 4'0' + 1'0" | 7'-0" | 1 3/4" | 0 HR | SCW | DD11 | PARTICLEBOARD CORE | - | - | - | PRIMER | NO STC | 3/4" | INCLUDE | PS | P3 | 4 7/8" | STEEL STUD ANCHOR | FLOOR ANCHOR | 3 PER JAMB | DOUBLE PROFILE | F2 | FACE WELDED | 16GA | PRIMER | NO PREHING | 2" | - | INCLUDE | 119 | INCLUDE
D5-073.1 | BUILDING 1 | LEVEL 5 | WC | 1 | RIGHT HAND | SWING | SINGLE | INTERIOR |  | 3'-0" | 7'-0" | 1 3/4" | 0 HR | SCW | SD1 | PARTICLEBOARD CORE | - | - | - | PRIMER | NO STC | 3/4" | INCLUDE | PS | P22 | 4 5/8" | STEEL STUD ANCHOR | FLOOR ANCHOR | 3 PER JAMB | DOUBLE PROFILE | F1 | FACE WELDED | 16GA | PRIMER | NO PREHING | 2" | - | INCLUDE | 111 | INCLUDE
D5-COMM.1 | BUILDING 1 | LEVEL 5 | TR-A5A | 1 | LEFT HAND REVERSE | SWING | SINGLE | INTERIOR |  | 3'-0" | 7'-0" | 1 3/4" | 0 HR | HM | SD1 | POLYSTYRENE CORE | COLD ROLLED STEEL | SQUARE EDGE | 18GA | PRIMER | NO STC | 3/4" | INCLUDE | PS | P22 | 4 5/8" | STEEL STUD ANCHOR | FLOOR ANCHOR | 3 PER JAMB | DOUBLE PROFILE | F1 | FACE WELDED | 16GA | PRIMER | NO PREHING | 2" | - | INCLUDE | 58 | INCLUDE
D5-COMM.2 | BUILDING 1 | LEVEL 5 | TR-A5B | 1 | RIGHT HAND REVERSE | SWING | SINGLE | INTERIOR |  | 3'-0" | 7'-0" | 1 3/4" | 0 HR | HM | SD1 | POLYSTYRENE CORE | COLD ROLLED STEEL | SQUARE EDGE | 18GA | PRIMER | NO STC | 3/4" | INCLUDE | PS | P28 | 7 1/4" | STEEL STUD ANCHOR | FLOOR ANCHOR | 3 PER JAMB | DOUBLE PROFILE | F1 | FACE WELDED | 16GA | PRIMER | NO PREHING | 2" | - | INCLUDE | 57 | INCLUDE
D5-CORR.3 | BUILDING 1 | LEVEL 5 | CORRIDOR | 1 | LEFT HAND | SWING | DOUBLE | INTERIOR |  | (2)3'-0" | 7'-0" | 1 3/4" | 3/4 HR | HM | DD1 | POLYSTYRENE CORE | COLD ROLLED STEEL | SQUARE EDGE | 18GA | PRIMER | NO STC | 3/4" | INCLUDE | PS | P4 | 7 1/4" | STEEL STUD ANCHOR | FLOOR ANCHOR | 3 PER JAMB | DOUBLE PROFILE | F2 | FACE WELDED | 16GA | PRIMER | NO PREHING | 2" | - | INCLUDE | 124 | INCLUDE
D5-CORR.5 | BUILDING 1 | LEVEL 5 | CORRIDOR | 1 | RIGHT HAND | SWING | DOUBLE | INTERIOR |  | (2)3'-0" | 7'-0" | 1 3/4" | 3/4 HR | HM | DD1 | POLYSTYRENE CORE | COLD ROLLED STEEL | SQUARE EDGE | 18GA | PRIMER | NO STC | 3/4" | INCLUDE | PS | P4 | 7 1/4" | STEEL STUD ANCHOR | FLOOR ANCHOR | 3 PER JAMB | DOUBLE PROFILE | F2 | FACE WELDED | 16GA | PRIMER | NO PREHING | 2" | - | INCLUDE | 124 | INCLUDE
D5-CORR.7 | BUILDING 1 | LEVEL 5 | SERVICE CORRIDOR | 1 | LEFT HAND REVERSE | SWING | SINGLE | INTERIOR |  | 3'-10" | 7'-0" | 1 3/4" | 3/4 HR | HM | SD1 | POLYSTYRENE CORE | COLD ROLLED STEEL | SQUARE EDGE | 18GA | PRIMER | NO STC | 3/4" | INCLUDE | PS | P5 | 7" | STEEL STUD ANCHOR | FLOOR ANCHOR | 3 PER JAMB | DOUBLE PROFILE | F1 | FACE WELDED | 16GA | PRIMER | NO PREHING | 2" | - | INCLUDE | 59 | INCLUDE
D5-CORR.10 | BUILDING 1 | LEVEL 5 | CORRIDOR | 1 | RIGHT HAND REVERSE | SWING | DOUBLE | INTERIOR |  | (2)3'-0" | 7'-0" | 1 3/4" | 3/4 HR | HM | DD1 | POLYSTYRENE CORE | COLD ROLLED STEEL | SQUARE EDGE | 18GA | PRIMER | NO STC | 3/4" | INCLUDE | PS | P4 | 7 1/4" | STEEL STUD ANCHOR | FLOOR ANCHOR | 3 PER JAMB | DOUBLE PROFILE | F2 | FACE WELDED | 16GA | PRIMER | NO PREHING | 2" | - | INCLUDE | 101 | INCLUDE
D5-ELEC.1 | BUILDING 1 | LEVEL 5 | ELEC CLOSET | 1 | LEFT HAND | SWING | SINGLE | INTERIOR |  | 3'-0" | 7'-0" | 1 3/4" | 0 HR | HM | SD1 | POLYSTYRENE CORE | COLD ROLLED STEEL | SQUARE EDGE | 18GA | PRIMER | NO STC | 3/4" | INCLUDE | PS | P9 | 8 1/2" | STEEL STUD ANCHOR | FLOOR ANCHOR | 3 PER JAMB | DOUBLE PROFILE | F1 | FACE WELDED | 16GA | PRIMER | NO PREHING | 2" | - | INCLUDE | 62 | INCLUDE
D5-ELEC.2 | BUILDING 1 | LEVEL 5 | ELEC RISER | 1 | RIGHT HAND | SWING | SINGLE | INTERIOR |  | 3'-10" | 7'-0" | 1 3/4" | 1 1/2 HR | HM | SD1 | POLYSTYRENE CORE | COLD ROLLED STEEL | SQUARE EDGE | 18GA | PRIMER | NO STC | 3/4" | INCLUDE | PS | P8 | 6 1/8" | STEEL STUD ANCHOR | FLOOR ANCHOR | 3 PER JAMB | DOUBLE PROFILE | F1 | FACE WELDED | 16GA | PRIMER | NO PREHING | 2" | - | INCLUDE | 102 | INCLUDE
D5-ELEC.3 | BUILDING 1 | LEVEL 5 | ELEC CLOSET | 1 | LEFT HAND REVERSE | SWING | SINGLE | INTERIOR |  | 3'-0" | 7'-0" | 1 3/4" | 0 HR | HM | SD1 | POLYSTYRENE CORE | COLD ROLLED STEEL | SQUARE EDGE | 18GA | PRIMER | NO STC | 3/4" | INCLUDE | PS | P34 | 10 1/2" | STEEL STUD ANCHOR | FLOOR ANCHOR | 3 PER JAMB | DOUBLE PROFILE | F1 | FACE WELDED | 16GA | PRIMER | NO PREHING | 2" | - | INCLUDE | 20 | INCLUDE
D5-MECH.1 | BUILDING 1 | LEVEL 5 | MECH | 1 | RIGHT HAND REVERSE | SWING | SINGLE | INTERIOR |  | 3'-0" | 7'-0" | 1 3/4" | 1 1/2 HR | HM | SD1 | POLYSTYRENE CORE | COLD ROLLED STEEL | SQUARE EDGE | 18GA | PRIMER | NO STC | 3/4" | INCLUDE | PS | P8 | 6 1/8" | STEEL STUD ANCHOR | FLOOR ANCHOR | 3 PER JAMB | DOUBLE PROFILE | F1 | FACE WELDED | 16GA | PRIMER | NO PREHING | 2" | - | INCLUDE | 113 | INCLUDE
D5-ST.1 | BUILDING 1 | LEVEL 5 | STAIR A | 1 | LEFT HAND | SWING | SINGLE | INTERIOR |  | 4'-0" | 7'-0" | 1 3/4" | 1 1/2 HR | HM | SD1 | POLYSTYRENE CORE | COLD ROLLED STEEL | SQUARE EDGE | 18GA | PRIMER | NO STC | 3/4" | INCLUDE | PS | P9 | 8 1/2" | STEEL STUD ANCHOR | FLOOR ANCHOR | 3 PER JAMB | DOUBLE PROFILE | F1 | FACE WELDED | 16GA | PRIMER | NO PREHING | 2" | - | INCLUDE | 80 | INCLUDE
D5-ST.2 | BUILDING 1 | LEVEL 5 | STAIR B | 1 | RIGHT HAND | SWING | SINGLE | INTERIOR |  | 4'-0" | 7'-0" | 1 3/4" | 1 1/2 HR | HM | SD1 | POLYSTYRENE CORE | COLD ROLLED STEEL | SQUARE EDGE | 18GA | PRIMER | NO STC | 3/4" | INCLUDE | PS | *FP | 4 3/4" | STEEL STUD ANCHOR | FLOOR ANCHOR | 3 PER JAMB | DOUBLE PROFILE | F1 | FACE WELDED | 16GA | PRIMER | NO PREHING | 2" | - | INCLUDE | 71 | INCLUDE
D5-ST.4 | BUILDING 1 | LEVEL 5 | STAIR D | 1 | LEFT HAND REVERSE | SWING | SINGLE | INTERIOR |  | 4'-0" | 7'-0" | 1 3/4" | 1 1/2 HR | HM | SD1 | POLYSTYRENE CORE | COLD ROLLED STEEL | SQUARE EDGE | 18GA | PRIMER | NO STC | 3/4" | INCLUDE | PS | *FP | 4 3/4" | STEEL STUD ANCHOR | FLOOR ANCHOR | 3 PER JAMB | DOUBLE PROFILE | F1 | FACE WELDED | 16GA | PRIMER | NO PREHING | 2" | - | INCLUDE | 80 | INCLUDE
D5-STOR.1 | BUILDING 1 | LEVEL 5 | EQUIP. STORAGE | 1 | RIGHT HAND REVERSE | SWING | SINGLE | INTERIOR |  | 3'-10" | 7'-0" | 1 3/4" | 1 1/2 HR | HM | SD1 | POLYSTYRENE CORE | COLD ROLLED STEEL | SQUARE EDGE | 18GA | PRIMER | NO STC | 3/4" | INCLUDE | PS | P8 | 6 1/8" | STEEL STUD ANCHOR | FLOOR ANCHOR | 3 PER JAMB | DOUBLE PROFILE | F1 | FACE WELDED | 16GA | PRIMER | NO PREHING | 2" | - | INCLUDE | 120 | INCLUDE
D5-STOR.2 | BUILDING 1 | LEVEL 5 | REC. STORAGE | 1 | LEFT HAND | SWING | SINGLE | INTERIOR |  | 3'-0" | 7'-0" | 1 3/4" | 3/4 HR | HM | SD1 | POLYSTYRENE CORE | COLD ROLLED STEEL | SQUARE EDGE | 18GA | PRIMER | NO STC | 3/4" | INCLUDE | PS | P3 | 4 7/8" | STEEL STUD ANCHOR | FLOOR ANCHOR | 3 PER JAMB | DOUBLE PROFILE | F1 | FACE WELDED | 16GA | PRIMER | NO PREHING | 2" | - | INCLUDE | 121 | INCLUDE
D5-STOR.3 | BUILDING 1 | LEVEL 5 | ENVIRO. SERV. STORAGE | 1 | RIGHT HAND | SWING | SINGLE | INTERIOR |  | 3'-10" | 7'-0" | 1 3/4" | 0 HR | HM | SD1 | POLYSTYRENE CORE | COLD ROLLED STEEL | SQUARE EDGE | 18GA | PRIMER | NO STC | 3/4" | INCLUDE | PS | P31 | 7 1/4" | STEEL STUD ANCHOR | FLOOR ANCHOR | 3 PER JAMB | DOUBLE PROFILE | F1 | FACE WELDED | 16GA | PRIMER | NO PREHING | 2" | - | INCLUDE | 115 | INCLUDE
D5-VEST.1a | BUILDING 1 | LEVEL 5 | VESTIBULE | 1 | LEFT HAND REVERSE | SWING | SINGLE | INTERIOR |  | 3'-10" | 7'-0" | 1 3/4" | 3/4 HR | HM | SD1 | POLYSTYRENE CORE | COLD ROLLED STEEL | SQUARE EDGE | 18GA | PRIMER | NO STC | 3/4" | INCLUDE | PS | P10 | 10 1/2" | STEEL STUD ANCHOR | FLOOR ANCHOR | 3 PER JAMB | DOUBLE PROFILE | F1 | FACE WELDED | 16GA | PRIMER | NO PREHING | 2" | - | INCLUDE | 105 | INCLUDE
D5-VEST.1b | BUILDING 1 | LEVEL 5 | VESTIBULE | 1 | RIGHT HAND REVERSE | SWING | DOUBLE | INTERIOR |  | 7'-3" | 7'-0" | 1 3/4" | 0 HR | SCW | DD3 | PARTICLEBOARD CORE | - | - | - | PRIMER | NO STC | 3/4" | INCLUDE | PS | P27 | 7 1/4" | STEEL STUD ANCHOR | FLOOR ANCHOR | 3 PER JAMB | DOUBLE PROFILE | F2 | FACE WELDED | 16GA | PRIMER | NO PREHING | 2" | - | INCLUDE | 100 | INCLUDE
D5-VEST.1c | BUILDING 1 | LEVEL 5 | VESTIBULE | 1 | LEFT HAND | SWING | DOUBLE | INTERIOR |  | 7'-3" | 7'-0" | 1 3/4" | 0 HR | SCW | DD3 | PARTICLEBOARD CORE | - | - | - | PRIMER | NO STC | 3/4" | INCLUDE | PS | P27 | 7 1/4" | STEEL STUD ANCHOR | FLOOR ANCHOR | 3 PER JAMB | DOUBLE PROFILE | F2 | FACE WELDED | 16GA | PRIMER | NO PREHING | 2" | - | INCLUDE | 100 | INCLUDE
D5-VEST.1d | BUILDING 1 | LEVEL 5 | VESTIBULE | 1 | RIGHT HAND | SWING | SINGLE | INTERIOR |  | 3'-8" | 7'-0" | 1 3/4" | 3/4 HR | HM | SD3 | POLYSTYRENE CORE | COLD ROLLED STEEL | SQUARE EDGE | 18GA | PRIMER | NO STC | 3/4" | INCLUDE | PS | P10 | 10 1/2" | STEEL STUD ANCHOR | FLOOR ANCHOR | 3 PER JAMB | DOUBLE PROFILE | F1 | FACE WELDED | 16GA | PRIMER | NO PREHING | 2" | - | INCLUDE | 116 | INCLUDE
D5-VEST.4a | BUILDING 1 | LEVEL 5 | VESTIBULE | 1 | LEFT HAND REVERSE | SWING | SINGLE | INTERIOR |  | 3'-10" | 7'-0" | 1 3/4" | 3/4 HR | HM | SD1 | POLYSTYRENE CORE | COLD ROLLED STEEL | SQUARE EDGE | 18GA | PRIMER | NO STC | 3/4" | INCLUDE | PS | P5 | 7" | STEEL STUD ANCHOR | FLOOR ANCHOR | 3 PER JAMB | DOUBLE PROFILE | F1 | FACE WELDED | 16GA | PRIMER | NO PREHING | 2" | - | INCLUDE | 105 | INCLUDE
D5-VEST.4b | BUILDING 1 | LEVEL 5 | VESTIBULE | 1 | RIGHT HAND REVERSE | SWING | SINGLE | INTERIOR |  | 3'-8" | 7'-0" | 1 3/4" | 0 HR | HM | SD3 | POLYSTYRENE CORE | COLD ROLLED STEEL | SQUARE EDGE | 18GA | PRIMER | NO STC | 3/4" | INCLUDE | PS | P23 | 4 7/8" | STEEL STUD ANCHOR | FLOOR ANCHOR | 3 PER JAMB | DOUBLE PROFILE | F1 | FACE WELDED | 16GA | PRIMER | NO PREHING | 2" | - | INCLUDE | 116 | INCLUDE
D5-VEST.4c | BUILDING 1 | LEVEL 5 | VESTIBULE | 1 | LEFT HAND | SWING | DOUBLE | INTERIOR |  | 7'-3" | 7'-0" | 1 3/4" | 0 HR | SCW | DD3 | PARTICLEBOARD CORE | - | - | - | PRIMER | NO STC | 3/4" | INCLUDE | PS | P28 | 7 1/4" | STEEL STUD ANCHOR | FLOOR ANCHOR | 3 PER JAMB | DOUBLE PROFILE | F2 | FACE WELDED | 16GA | PRIMER | NO PREHING | 2" | - | INCLUDE | 100 | INCLUDE
D5-VEST.4d | BUILDING 1 | LEVEL 5 | VESTIBULE | 1 | RIGHT HAND | SWING | DOUBLE | INTERIOR |  | 7'-3" | 7'-0" | 1 3/4" | 3/4 HR | SCW | DD3 | MINERAL CORE | - | - | - | PRIMER | NO STC | 3/4" | INCLUDE | PS | P28 | 7 1/4" | STEEL STUD ANCHOR | FLOOR ANCHOR | 3 PER JAMB | DOUBLE PROFILE | F2 | FACE WELDED | 16GA | PRIMER | NO PREHING | 2" | - | INCLUDE | 125 | INCLUDE
D6-001 | BUILDING 1 | LEVEL 6 | MECH LOBBY | 1 | LEFT HAND REVERSE | SWING | DOUBLE | EXTERIOR |  | (2)3'-0" | 7'-0" | 1 3/4" | 0 HR | HMI | DD1 | POLYSTYRENE CORE | COLD ROLLED STEEL | SQUARE EDGE | 18GA | PRIMER | NO STC | 3/4" | INCLUDE | PSI | *FP | 4 3/4" | STEEL STUD ANCHOR | FLOOR ANCHOR | 3 PER JAMB | DOUBLE PROFILE | F2 | FACE WELDED | 16GA | PRIMER | NO PREHING | 2" | - | INCLUDE | 126 | INCLUDE
D6-002 | BUILDING 1 | LEVEL 6 | MECHANICAL | 1 | RIGHT HAND REVERSE | SWING | DOUBLE | INTERIOR |  | (2)3'-0" | 7'-0" | 1 3/4" | 3/4 HR | HM | DD1 | POLYSTYRENE CORE | COLD ROLLED STEEL | SQUARE EDGE | 18GA | PRIMER | NO STC | 3/4" | INCLUDE | PS | P4 | 7 1/4" | STEEL STUD ANCHOR | FLOOR ANCHOR | 3 PER JAMB | DOUBLE PROFILE | F2 | FACE WELDED | 16GA | PRIMER | NO PREHING | 2" | - | INCLUDE | 65 | INCLUDE
D6-002.1 | BUILDING 1 | LEVEL 6 | ELECTRICAL | 1 | LEFT HAND | SWING | DOUBLE | INTERIOR |  | (2)3'-0" | 7'-0" | 1 3/4" | 3/4 HR | HM | DD1 | POLYSTYRENE CORE | COLD ROLLED STEEL | SQUARE EDGE | 18GA | PRIMER | NO STC | 3/4" | INCLUDE | PS | P4 | 7 1/4" | STEEL STUD ANCHOR | FLOOR ANCHOR | 3 PER JAMB | DOUBLE PROFILE | F2 | FACE WELDED | 16GA | PRIMER | NO PREHING | 2" | - | INCLUDE | 65 | INCLUDE
D6-002a | BUILDING 1 | LEVEL 6 | ACCESS ROOM | 1 | RIGHT HAND | SWING | SINGLE | INTERIOR |  | 3'-0" | 7'-0" | 1 3/4" | 3/4 HR | HM | SD1 | POLYSTYRENE CORE | COLD ROLLED STEEL | SQUARE EDGE | 18GA | PRIMER | NO STC | 3/4" | INCLUDE | PS | P11 | 9 1/4" | STEEL STUD ANCHOR | FLOOR ANCHOR | 3 PER JAMB | DOUBLE PROFILE | F1 | FACE WELDED | 16GA | PRIMER | NO PREHING | 2" | - | INCLUDE | 127 | INCLUDE
D6-003.1 | BUILDING 1 | LEVEL 6 | ELEVATOR CONTROL ROOM | 1 | LEFT HAND REVERSE | SWING | DOUBLE | INTERIOR |  | (2)3'-0" | 7'-0" | 1 3/4" | 3/4 HR | HM | DD1 | POLYSTYRENE CORE | COLD ROLLED STEEL | SQUARE EDGE | 18GA | PRIMER | NO STC | 3/4" | INCLUDE | PS | P4 | 7 1/4" | STEEL STUD ANCHOR | FLOOR ANCHOR | 3 PER JAMB | DOUBLE PROFILE | F2 | FACE WELDED | 16GA | PRIMER | NO PREHING | 2" | - | INCLUDE | 65 | INCLUDE
D6-004 | BUILDING 1 | LEVEL 6 | GENERATOR | 1 | RIGHT HAND REVERSE | SWING | DOUBLE | INTERIOR |  | (2)3'-0" | 7'-0" | 1 3/4" | 1 1/2 HR | HM | DD1 | POLYSTYRENE CORE | COLD ROLLED STEEL | SQUARE EDGE | 18GA | PRIMER | NO STC | 3/4" | INCLUDE | PS | P9 | 8 1/2" | STEEL STUD ANCHOR | FLOOR ANCHOR | 3 PER JAMB | DOUBLE PROFILE | F2 | FACE WELDED | 16GA | PRIMER | NO PREHING | 2" | - | INCLUDE | 65 | INCLUDE
D6-005a | BUILDING 1 | LEVEL 6 | GENERATOR | 1 | LEFT HAND | SWING | DOUBLE | INTERIOR |  | (2)3'-0" | 7'-0" | 1 3/4" | 1 1/2 HR | HM | DD1 | POLYSTYRENE CORE | COLD ROLLED STEEL | SQUARE EDGE | 18GA | PRIMER | NO STC | 3/4" | INCLUDE | PS | P9 | 8 1/2" | STEEL STUD ANCHOR | FLOOR ANCHOR | 3 PER JAMB | DOUBLE PROFILE | F2 | FACE WELDED | 16GA | PRIMER | NO PREHING | 2" | - | INCLUDE | 65 | INCLUDE
D6-005b | BUILDING 1 | LEVEL 6 | GENERATOR | 1 | RIGHT HAND | SWING | DOUBLE | EXTERIOR |  | (2)3'-0" | 7'-0" | 1 3/4" | 0 HR | HMI | DD1 | POLYSTYRENE CORE | COLD ROLLED STEEL | SQUARE EDGE | 18GA | PRIMER | NO STC | 3/4" | INCLUDE | PSI | *FP | 4 3/4" | STEEL STUD ANCHOR | FLOOR ANCHOR | 3 PER JAMB | DOUBLE PROFILE | F2 | FACE WELDED | 16GA | PRIMER | NO PREHING | 2" | - | INCLUDE | 126 | INCLUDE
D6-ST.1 | BUILDING 1 | LEVEL 6 | STAIR A | 1 | LEFT HAND REVERSE | SWING | SINGLE | EXTERIOR |  | 3'-10" | 7'-0" | 1 3/4" | 0 HR | HMI | SD1 | POLYSTYRENE CORE | COLD ROLLED STEEL | SQUARE EDGE | 18GA | PRIMER | NO STC | 3/4" | INCLUDE | PSI | *FP | 4 3/4" | STEEL STUD ANCHOR | FLOOR ANCHOR | 3 PER JAMB | DOUBLE PROFILE | F1 | FACE WELDED | 16GA | PRIMER | NO PREHING | 2" | - | INCLUDE | 128 | INCLUDE
D3-001b | BUILDING 1 | LEVEL 3 | CLEAN UTILITY | 1 | RIGHT HAND REVERSE | SWING | SINGLE | INTERIOR |  | 3'-0" | 7'-0" | 1 3/4" | 0 HR | HM | SD3 | POLYSTYRENE CORE | COLD ROLLED STEEL | SQUARE EDGE | 18GA | PRIMER | NO STC | 3/4" | INCLUDE | PS | P34 | 10 1/2" | STEEL STUD ANCHOR | FLOOR ANCHOR | 3 PER JAMB | DOUBLE PROFILE | F1 | FACE WELDED | 16GA | PRIMER | NO PREHING | 2" | - | INCLUDE | 81 | INCLUDE
D3-004 | BUILDING 1 | LEVEL 3 | EQUIPMENT STORAGE | 1 | LEFT HAND | SWING | SINGLE | INTERIOR |  | 3'-0" | 7'-0" | 1 3/4" | 3/4 HR | HM | SD1 | POLYSTYRENE CORE | COLD ROLLED STEEL | SQUARE EDGE | 18GA | PRIMER | NO STC | 3/4" | INCLUDE | PS | P27 | 7 1/4" | STEEL STUD ANCHOR | FLOOR ANCHOR | 3 PER JAMB | DOUBLE PROFILE | F1 | FACE WELDED | 16GA | PRIMER | NO PREHING | 2" | - | INCLUDE | 46 | INCLUDE
D3-006 | BUILDING 1 | LEVEL 3 | SHARED WC | 1 | RIGHT HAND | SWING | SINGLE | INTERIOR |  | 3'-10" | 7'-0" | 1 3/4" | 0 HR | SCW | SD1 | PARTICLEBOARD CORE | - | - | - | PRIMER | NO STC | 3/4" | INCLUDE | PS | P22 | 4 5/8" | STEEL STUD ANCHOR | FLOOR ANCHOR | 3 PER JAMB | DOUBLE PROFILE | F1 | FACE WELDED | 16GA | PRIMER | NO PREHING | 2" | - | INCLUDE | 1 | INCLUDE
D3-009 | BUILDING 1 | LEVEL 3 | RECREATION | 1 | RIGHT HAND REVERSE | SWING | SINGLE | INTERIOR |  | 3'-8" | 7'-0" | 1 3/4" | 0 HR | SCW | SD7 | PARTICLEBOARD CORE | - | - | - | PRIMER | NO STC | 3/4" | INCLUDE | PS | P24 | 4 7/8" | STEEL STUD ANCHOR | FLOOR ANCHOR | 3 PER JAMB | DOUBLE PROFILE | F1 | FACE WELDED | 16GA | PRIMER | NO PREHING | 2" | - | INCLUDE | 45 | INCLUDE
D3-013a | BUILDING 1 | LEVEL 3 | TEAM CONFERENCE | 1 | LEFT HAND | SWING | SINGLE | INTERIOR |  | 3'-0" | 7'-0" | 1 3/4" | 0 HR | SCW | SD1 | PARTICLEBOARD CORE | - | - | - | PRIMER | NO STC | 3/4" | INCLUDE | PS | P34 | 10 1/2" | STEEL STUD ANCHOR | FLOOR ANCHOR | 3 PER JAMB | DOUBLE PROFILE | F1 | FACE WELDED | 16GA | PRIMER | NO PREHING | 2" | - | INCLUDE | 82 | INCLUDE
D3-016 | BUILDING 1 | LEVEL 3 | TUB ROOM | 1 | RIGHT HAND | SWING | SINGLE | INTERIOR |  | 3'-10" | 7'-0" | 1 3/4" | 0 HR | SCW | SD1 | PARTICLEBOARD CORE | - | - | - | PRIMER | NO STC | 3/4" | INCLUDE | PS | P34 | 10 1/2" | STEEL STUD ANCHOR | FLOOR ANCHOR | 3 PER JAMB | DOUBLE PROFILE | F1 | FACE WELDED | 16GA | PRIMER | NO PREHING | 2" | - | INCLUDE | 16 | INCLUDE
D3-017 | BUILDING 1 | LEVEL 3 | CLEAN LINEN | 1 | LEFT HAND REVERSE | SWING | DOUBLE | INTERIOR |  | (2)2'-0" | 7'-0" | 1 3/4" | 0 HR | SCW | DD1 | PARTICLEBOARD CORE | - | - | - | PRIMER | NO STC | 3/4" | INCLUDE | PS | P22 | 4 5/8" | STEEL STUD ANCHOR | FLOOR ANCHOR | 3 PER JAMB | DOUBLE PROFILE | F2 | FACE WELDED | 16GA | PRIMER | NO PREHING | 2" | - | INCLUDE | 40W1 | INCLUDE
D3-020 | BUILDING 1 | LEVEL 3 | QUIET ROOM | 1 | RIGHT HAND REVERSE | SWING | SINGLE | INTERIOR |  | 3'-10" | 7'-0" | 1 3/4" | 0 HR | SCW | SD1 | PARTICLEBOARD CORE | - | - | - | PRIMER | NO STC | 3/4" | INCLUDE | PS | P27 | 7 1/4" | STEEL STUD ANCHOR | FLOOR ANCHOR | 3 PER JAMB | DOUBLE PROFILE | F1 | FACE WELDED | 16GA | PRIMER | NO PREHING | 2" | - | INCLUDE | 43 | INCLUDE
D3-027 | BUILDING 1 | LEVEL 3 | MED ROOM | 1 | LEFT HAND | SWING | SINGLE | INTERIOR |  | 3'-0" | 7'-0" | 1 3/4" | 0 HR | SCW | SD3 | PARTICLEBOARD CORE | - | - | - | PRIMER | NO STC | 3/4" | INCLUDE | PS | P34 | 10 1/2" | STEEL STUD ANCHOR | FLOOR ANCHOR | 3 PER JAMB | DOUBLE PROFILE | F1 | FACE WELDED | 16GA | PRIMER | NO PREHING | 2" | - | INCLUDE | 44 | INCLUDE
D3-031 | BUILDING 1 | LEVEL 3 | ENVIRO. SERV. | 1 | RIGHT HAND | SWING | SINGLE | INTERIOR |  | 3'-0" | 7'-0" | 1 3/4" | 0 HR | HM | SD1 | POLYSTYRENE CORE | COLD ROLLED STEEL | SQUARE EDGE | 18GA | PRIMER | NO STC | 3/4" | INCLUDE | PS | P27 | 7 1/4" | STEEL STUD ANCHOR | FLOOR ANCHOR | 3 PER JAMB | DOUBLE PROFILE | F1 | FACE WELDED | 16GA | PRIMER | NO PREHING | 2" | - | INCLUDE | 47 | INCLUDE
D3-033a | BUILDING 1 | LEVEL 3 | SOILED UTILITY | 1 | LEFT HAND REVERSE | SWING | SINGLE | INTERIOR |  | 3'-0" | 7'-0" | 1 3/4" | 0 HR | HM | SD3 | POLYSTYRENE CORE | COLD ROLLED STEEL | SQUARE EDGE | 18GA | PRIMER | NO STC | 3/4" | INCLUDE | PS | P34 | 10 1/2" | STEEL STUD ANCHOR | FLOOR ANCHOR | 3 PER JAMB | DOUBLE PROFILE | F1 | FACE WELDED | 16GA | PRIMER | NO PREHING | 2" | - | INCLUDE | 53 | INCLUDE
D3-033b | BUILDING 1 | LEVEL 3 | SOILED UTILITY | 1 | RIGHT HAND REVERSE | SWING | SINGLE | INTERIOR |  | 3'-0" | 7'-0" | 1 3/4" | 0 HR | HM | SD3 | POLYSTYRENE CORE | COLD ROLLED STEEL | SQUARE EDGE | 18GA | PRIMER | NO STC | 3/4" | INCLUDE | PS | P34 | 10 1/2" | STEEL STUD ANCHOR | FLOOR ANCHOR | 3 PER JAMB | DOUBLE PROFILE | F1 | FACE WELDED | 16GA | PRIMER | NO PREHING | 2" | - | INCLUDE | 53 | INCLUDE
D3-034 | BUILDING 1 | LEVEL 3 | RESIDENT CLEAN LDRY. | 1 | LEFT HAND | SWING | DOUBLE | INTERIOR |  | (2)3'-0" | 7'-0" | 1 3/4" | 0 HR | SCW | DD1 | PARTICLEBOARD CORE | - | - | - | PRIMER | NO STC | 3/4" | INCLUDE | PS | P27 | 7 1/4" | STEEL STUD ANCHOR | FLOOR ANCHOR | 3 PER JAMB | DOUBLE PROFILE | F2 | FACE WELDED | 16GA | PRIMER | NO PREHING | 2" | - | INCLUDE | 40 | INCLUDE
D3-036 | BUILDING 1 | LEVEL 3 | CLEAN LINEN | 1 | RIGHT HAND | SWING | DOUBLE | INTERIOR |  | (2)2'-0" | 7'-0" | 1 3/4" | 0 HR | SCW | DD1 | PARTICLEBOARD CORE | - | - | - | PRIMER | NO STC | 3/4" | INCLUDE | PS | P27 | 7 1/4" | STEEL STUD ANCHOR | FLOOR ANCHOR | 3 PER JAMB | DOUBLE PROFILE | F2 | FACE WELDED | 16GA | PRIMER | NO PREHING | 2" | - | INCLUDE | 40W1 | INCLUDE
D3-037 | BUILDING 1 | LEVEL 3 | QUIET ROOM | 1 | LEFT HAND REVERSE | SWING | SINGLE | INTERIOR |  | 3'-10" | 7'-0" | 1 3/4" | 0 HR | SCW | SD1 | PARTICLEBOARD CORE | - | - | - | PRIMER | NO STC | 3/4" | INCLUDE | PS | P24 | 4 7/8" | STEEL STUD ANCHOR | FLOOR ANCHOR | 3 PER JAMB | DOUBLE PROFILE | F1 | FACE WELDED | 16GA | PRIMER | NO PREHING | 2" | - | INCLUDE | 43 | INCLUDE
D3-043 | BUILDING 1 | LEVEL 3 | CLEAN LINEN | 1 | RIGHT HAND REVERSE | SWING | DOUBLE | INTERIOR |  | (2)2'-6" | 7'-0" | 1 3/4" | 0 HR | SCW | DD1 | PARTICLEBOARD CORE | - | - | - | PRIMER | NO STC | 3/4" | INCLUDE | PS | P27 | 7 1/4" | STEEL STUD ANCHOR | FLOOR ANCHOR | 3 PER JAMB | DOUBLE PROFILE | F2 | FACE WELDED | 16GA | PRIMER | NO PREHING | 2" | - | INCLUDE | 40W | INCLUDE
D3-044 | BUILDING 1 | LEVEL 3 | TUB ROOM | 1 | LEFT HAND | SWING | SINGLE | INTERIOR |  | 3'-10" | 7'-0" | 1 3/4" | 0 HR | SCW | SD1 | PARTICLEBOARD CORE | - | - | - | PRIMER | NO STC | 3/4" | INCLUDE | PS | P34 | 10 1/2" | STEEL STUD ANCHOR | FLOOR ANCHOR | 3 PER JAMB | DOUBLE PROFILE | F1 | FACE WELDED | 16GA | PRIMER | NO PREHING | 2" | - | INCLUDE | 16 | INCLUDE
D3-046a | BUILDING 1 | LEVEL 3 | SOILED UTILITY | 1 | RIGHT HAND | SWING | SINGLE | INTERIOR |  | 3'-0" | 7'-0" | 1 3/4" | 0 HR | HM | SD3 | POLYSTYRENE CORE | COLD ROLLED STEEL | SQUARE EDGE | 18GA | PRIMER | NO STC | 3/4" | INCLUDE | PS | P33 | 9 1/4" | STEEL STUD ANCHOR | FLOOR ANCHOR | 3 PER JAMB | DOUBLE PROFILE | F1 | FACE WELDED | 16GA | PRIMER | NO PREHING | 2" | - | INCLUDE | 53 | INCLUDE
D3-046b | BUILDING 1 | LEVEL 3 | SOILED UTILITY | 1 | LEFT HAND REVERSE | SWING | SINGLE | INTERIOR |  | 3'-0" | 7'-0" | 1 3/4" | 0 HR | HM | SD3 | POLYSTYRENE CORE | COLD ROLLED STEEL | SQUARE EDGE | 18GA | PRIMER | NO STC | 3/4" | INCLUDE | PS | P33 | 9 1/4" | STEEL STUD ANCHOR | FLOOR ANCHOR | 3 PER JAMB | DOUBLE PROFILE | F1 | FACE WELDED | 16GA | PRIMER | NO PREHING | 2" | - | INCLUDE | 53 | INCLUDE
D3-048a | BUILDING 1 | LEVEL 3 | CLEAN UTILITY | 1 | RIGHT HAND REVERSE | SWING | SINGLE | INTERIOR |  | 3'-0" | 7'-0" | 1 3/4" | 0 HR | HM | SD3 | POLYSTYRENE CORE | COLD ROLLED STEEL | SQUARE EDGE | 18GA | PRIMER | NO STC | 3/4" | INCLUDE | PS | P33 | 9 1/4" | STEEL STUD ANCHOR | FLOOR ANCHOR | 3 PER JAMB | DOUBLE PROFILE | F1 | FACE WELDED | 16GA | PRIMER | NO PREHING | 2" | - | INCLUDE | 47 | INCLUDE
D3-048b | BUILDING 1 | LEVEL 3 | CLEAN UTILITY | 1 | LEFT HAND | SWING | SINGLE | INTERIOR |  | 3'-0" | 7'-0" | 1 3/4" | 0 HR | HM | SD3 | POLYSTYRENE CORE | COLD ROLLED STEEL | SQUARE EDGE | 18GA | PRIMER | NO STC | 3/4" | INCLUDE | PS | P33 | 9 1/4" | STEEL STUD ANCHOR | FLOOR ANCHOR | 3 PER JAMB | DOUBLE PROFILE | F1 | FACE WELDED | 16GA | PRIMER | NO PREHING | 2" | - | INCLUDE | 5 | INCLUDE
D3-049 | BUILDING 1 | LEVEL 3 | EQUIPMENT STORAGE | 1 | RIGHT HAND | SWING | SINGLE | INTERIOR |  | 3'-0" | 7'-0" | 1 3/4" | 3/4 HR | HM | SD1 | POLYSTYRENE CORE | COLD ROLLED STEEL | SQUARE EDGE | 18GA | PRIMER | NO STC | 3/4" | INCLUDE | PS | P33 | 9 1/4" | STEEL STUD ANCHOR | FLOOR ANCHOR | 3 PER JAMB | DOUBLE PROFILE | F1 | FACE WELDED | 16GA | PRIMER | NO PREHING | 2" | - | INCLUDE | 46 | INCLUDE
D3-050 | BUILDING 1 | LEVEL 3 | ENVIRO. SERV. | 1 | LEFT HAND REVERSE | SWING | SINGLE | INTERIOR |  | 3'-0" | 7'-0" | 1 3/4" | 0 HR | HM | SD1 | POLYSTYRENE CORE | COLD ROLLED STEEL | SQUARE EDGE | 18GA | PRIMER | NO STC | 3/4" | INCLUDE | PS | P27 | 7 1/4" | STEEL STUD ANCHOR | FLOOR ANCHOR | 3 PER JAMB | DOUBLE PROFILE | F1 | FACE WELDED | 16GA | PRIMER | NO PREHING | 2" | - | INCLUDE | 47 | INCLUDE
D3-051a | BUILDING 1 | LEVEL 3 | RESIDENTIAL KITCHEN | 1 | RIGHT HAND REVERSE | SWING | SINGLE | INTERIOR |  | 3'-0" | 7'-0" | 1 3/4" | 0 HR | SCW | SD1 | PARTICLEBOARD CORE | - | - | - | PRIMER | NO STC | 3/4" | INCLUDE | PS | *FP | 4 3/4" | STEEL STUD ANCHOR | FLOOR ANCHOR | 3 PER JAMB | DOUBLE PROFILE | F1 | FACE WELDED | 16GA | PRIMER | NO PREHING | 2" | - | INCLUDE | 108 | INCLUDE
D3-051b | BUILDING 1 | LEVEL 3 | RESIDENTIAL KITCHEN | 1 | LEFT HAND | SWING | SINGLE | INTERIOR |  | 3'-0" | 7'-0" | 1 3/4" | 0 HR | SCW | SD1 | PARTICLEBOARD CORE | - | - | - | PRIMER | NO STC | 3/4" | INCLUDE | PS | *FP | 4 3/4" | STEEL STUD ANCHOR | FLOOR ANCHOR | 3 PER JAMB | DOUBLE PROFILE | F1 | FACE WELDED | 16GA | PRIMER | NO PREHING | 2" | - | INCLUDE | 108 | INCLUDE
D3-052 | BUILDING 1 | LEVEL 3 | RECREATION | 1 | RIGHT HAND | SWING | SINGLE | INTERIOR |  | 3'-8" | 7'-0" | 1 3/4" | 0 HR | SCW | SD7 | PARTICLEBOARD CORE | - | - | - | PRIMER | NO STC | 3/4" | INCLUDE | PS | P26 | 7 1/4" | STEEL STUD ANCHOR | FLOOR ANCHOR | 3 PER JAMB | DOUBLE PROFILE | F1 | FACE WELDED | 16GA | PRIMER | NO PREHING | 2" | - | INCLUDE | 109 | INCLUDE
D3-057 | BUILDING 1 | LEVEL 3 | MED ROOM | 1 | LEFT HAND REVERSE | SWING | SINGLE | INTERIOR |  | 3'-0" | 7'-0" | 1 3/4" | 0 HR | SCW | SD3 | PARTICLEBOARD CORE | - | - | - | PRIMER | NO STC | 3/4" | INCLUDE | PS | P34 | 10 1/2" | STEEL STUD ANCHOR | FLOOR ANCHOR | 3 PER JAMB | DOUBLE PROFILE | F1 | FACE WELDED | 16GA | PRIMER | NO PREHING | 2" | - | INCLUDE | 44 | INCLUDE
D3-063 | BUILDING 1 | LEVEL 3 | CLEAN LINEN | 1 | LEFT HAND | SWING | DOUBLE | INTERIOR |  | (2)2'-6" | 7'-0" | 1 3/4" | 0 HR | SCW | DD1 | PARTICLEBOARD CORE | - | - | - | PRIMER | NO STC | 3/4" | INCLUDE | PS | P22 | 4 5/8" | STEEL STUD ANCHOR | FLOOR ANCHOR | 3 PER JAMB | DOUBLE PROFILE | F2 | FACE WELDED | 16GA | PRIMER | NO PREHING | 2" | - | INCLUDE | 40W | INCLUDE
D3-068 | BUILDING 1 | LEVEL 3 | QUIET ROOM | 1 | LEFT HAND REVERSE | SWING | SINGLE | INTERIOR |  | 3'-10" | 7'-0" | 1 3/4" | 0 HR | SCW | SD1 | PARTICLEBOARD CORE | - | - | - | PRIMER | NO STC | 3/4" | INCLUDE | PS | P27 | 7 1/4" | STEEL STUD ANCHOR | FLOOR ANCHOR | 3 PER JAMB | DOUBLE PROFILE | F1 | FACE WELDED | 16GA | PRIMER | NO PREHING | 2" | - | INCLUDE | 43 | INCLUDE
D3-069 | BUILDING 1 | LEVEL 3 | TEAM CONFERENCE | 1 | RIGHT HAND REVERSE | SWING | SINGLE | INTERIOR |  | 3'-0" | 7'-0" | 1 3/4" | 0 HR | SCW | SD1 | PARTICLEBOARD CORE | - | - | - | PRIMER | NO STC | 3/4" | INCLUDE | PS | P27 | 7 1/4" | STEEL STUD ANCHOR | FLOOR ANCHOR | 3 PER JAMB | DOUBLE PROFILE | F1 | FACE WELDED | 16GA | PRIMER | NO PREHING | 2" | - | INCLUDE | 82 | INCLUDE
D3-074 | BUILDING 1 | LEVEL 3 | SHARED WC | 1 | LEFT HAND | SWING | SINGLE | INTERIOR |  | 3'-10" | 7'-0" | 1 3/4" | 0 HR | SCW | SD1 | PARTICLEBOARD CORE | - | - | - | PRIMER | NO STC | 3/4" | INCLUDE | PS | P23 | 4 7/8" | STEEL STUD ANCHOR | FLOOR ANCHOR | 3 PER JAMB | DOUBLE PROFILE | F1 | FACE WELDED | 16GA | PRIMER | NO PREHING | 2" | - | INCLUDE | 1 | INCLUDE
D3-075 | BUILDING 1 | LEVEL 3 | RESIDENT CLEAN LDRY. | 1 | RIGHT HAND | SWING | DOUBLE | INTERIOR |  | (2)3'-0" | 7'-0" | 1 3/4" | 0 HR | SCW | DD1 | PARTICLEBOARD CORE | - | - | - | PRIMER | NO STC | 3/4" | INCLUDE | PS | P22 | 4 5/8" | STEEL STUD ANCHOR | FLOOR ANCHOR | 3 PER JAMB | DOUBLE PROFILE | F2 | FACE WELDED | 16GA | PRIMER | NO PREHING | 2" | - | INCLUDE | 40 | INCLUDE
D3-077 | BUILDING 1 | LEVEL 3 | FAMILY ROOM | 1 | LEFT HAND REVERSE | SWING | DOUBLE | INTERIOR |  | 4'0' + 1'0" | 7'-0" | 1 3/4" | 0 HR | SCW | DD11 | PARTICLEBOARD CORE | - | - | - | PRIMER | NO STC | 3/4" | INCLUDE | PS | P22 | 4 5/8" | STEEL STUD ANCHOR | FLOOR ANCHOR | 3 PER JAMB | DOUBLE PROFILE | F2 | FACE WELDED | 16GA | PRIMER | NO PREHING | 2" | - | INCLUDE | 49 | INCLUDE
D3-077.1 | BUILDING 1 | LEVEL 3 | WC | 1 | RIGHT HAND REVERSE | SWING | SINGLE | INTERIOR |  | 3'-0" | 7'-0" | 1 3/4" | 0 HR | SCW | SD1 | PARTICLEBOARD CORE | - | - | - | PRIMER | NO STC | 3/4" | INCLUDE | PS | P22 | 4 5/8" | STEEL STUD ANCHOR | FLOOR ANCHOR | 3 PER JAMB | DOUBLE PROFILE | F1 | FACE WELDED | 16GA | PRIMER | NO PREHING | 2" | - | INCLUDE | 111 | INCLUDE
D3-COMM.1 | BUILDING 1 | LEVEL 3 | TR-A3A | 1 | RIGHT HAND | SWING | SINGLE | INTERIOR |  | 3'-0" | 7'-0" | 1 3/4" | 0 HR | HM | SD1 | POLYSTYRENE CORE | COLD ROLLED STEEL | SQUARE EDGE | 18GA | PRIMER | NO STC | 3/4" | INCLUDE | PS | P22 | 4 5/8" | STEEL STUD ANCHOR | FLOOR ANCHOR | 3 PER JAMB | DOUBLE PROFILE | F1 | FACE WELDED | 16GA | PRIMER | NO PREHING | 2" | - | INCLUDE | 58 | INCLUDE
D3-COMM.2 | BUILDING 1 | LEVEL 3 | TR-A3B | 1 | LEFT HAND REVERSE | SWING | SINGLE | INTERIOR |  | 3'-0" | 7'-0" | 1 3/4" | 0 HR | HM | SD1 | POLYSTYRENE CORE | COLD ROLLED STEEL | SQUARE EDGE | 18GA | PRIMER | NO STC | 3/4" | INCLUDE | PS | P22 | 4 5/8" | STEEL STUD ANCHOR | FLOOR ANCHOR | 3 PER JAMB | DOUBLE PROFILE | F1 | FACE WELDED | 16GA | PRIMER | NO PREHING | 2" | - | INCLUDE | 57 | INCLUDE
D3-CORR.2 | BUILDING 1 | LEVEL 3 | CORRIDOR | 1 | RIGHT HAND REVERSE | SWING | DOUBLE | INTERIOR |  | (2)3'-0" | 7'-0" | 1 3/4" | 3/4 HR | HM | DD1 | POLYSTYRENE CORE | COLD ROLLED STEEL | SQUARE EDGE | 18GA | PRIMER | NO STC | 3/4" | INCLUDE | PS | P4 | 7 1/4" | STEEL STUD ANCHOR | FLOOR ANCHOR | 3 PER JAMB | DOUBLE PROFILE | F2 | FACE WELDED | 16GA | PRIMER | NO PREHING | 2" | - | INCLUDE | 101 | INCLUDE
D3-CORR.5 | BUILDING 1 | LEVEL 3 | CORRIDOR | 1 | LEFT HAND | SWING | DOUBLE | INTERIOR |  | (2)3'-0" | 7'-0" | 1 3/4" | 3/4 HR | HM | DD1 | POLYSTYRENE CORE | COLD ROLLED STEEL | SQUARE EDGE | 18GA | PRIMER | NO STC | 3/4" | INCLUDE | PS | P4 | 7 1/4" | STEEL STUD ANCHOR | FLOOR ANCHOR | 3 PER JAMB | DOUBLE PROFILE | F2 | FACE WELDED | 16GA | PRIMER | NO PREHING | 2" | - | INCLUDE | 101 | INCLUDE
D3-CORR.7 | BUILDING 1 | LEVEL 3 | SERVICE CORRIDOR | 1 | RIGHT HAND | SWING | SINGLE | INTERIOR |  | 3'-10" | 7'-0" | 1 3/4" | 3/4 HR | HM | SD1 | POLYSTYRENE CORE | COLD ROLLED STEEL | SQUARE EDGE | 18GA | PRIMER | NO STC | 3/4" | INCLUDE | PS | P5 | 7" | STEEL STUD ANCHOR | FLOOR ANCHOR | 3 PER JAMB | DOUBLE PROFILE | F1 | FACE WELDED | 16GA | PRIMER | NO PREHING | 2" | - | INCLUDE | 59 | INCLUDE
D3-CORR.10 | BUILDING 1 | LEVEL 3 | CORRIDOR | 1 | LEFT HAND REVERSE | SWING | DOUBLE | INTERIOR |  | (2)3'-0" | 7'-0" | 1 3/4" | 3/4 HR | HM | DD1 | POLYSTYRENE CORE | COLD ROLLED STEEL | SQUARE EDGE | 18GA | PRIMER | NO STC | 3/4" | INCLUDE | PS | P4 | 7 1/4" | STEEL STUD ANCHOR | FLOOR ANCHOR | 3 PER JAMB | DOUBLE PROFILE | F2 | FACE WELDED | 16GA | PRIMER | NO PREHING | 2" | - | INCLUDE | 101 | INCLUDE
D3-ELEC.1 | BUILDING 1 | LEVEL 3 | ELEC CLOSET | 1 | RIGHT HAND REVERSE | SWING | SINGLE | INTERIOR |  | 3'-0" | 7'-0" | 1 3/4" | 0 HR | HM | SD1 | POLYSTYRENE CORE | COLD ROLLED STEEL | SQUARE EDGE | 18GA | PRIMER | NO STC | 3/4" | INCLUDE | PS | P9 | 8 1/2" | STEEL STUD ANCHOR | FLOOR ANCHOR | 3 PER JAMB | DOUBLE PROFILE | F1 | FACE WELDED | 16GA | PRIMER | NO PREHING | 2" | - | INCLUDE | 62 | INCLUDE
D3-ELEC.2 | BUILDING 1 | LEVEL 3 | ELEC RISER | 1 | LEFT HAND | SWING | SINGLE | INTERIOR |  | 3'-10" | 7'-0" | 1 3/4" | 1 1/2 HR | HM | SD1 | POLYSTYRENE CORE | COLD ROLLED STEEL | SQUARE EDGE | 18GA | PRIMER | NO STC | 3/4" | INCLUDE | PS | P8 | 6 1/8" | STEEL STUD ANCHOR | FLOOR ANCHOR | 3 PER JAMB | DOUBLE PROFILE | F1 | FACE WELDED | 16GA | PRIMER | NO PREHING | 2" | - | INCLUDE | 102 | INCLUDE
D3-ELEC.3 | BUILDING 1 | LEVEL 3 | ELEC CLOSET | 1 | RIGHT HAND | SWING | SINGLE | INTERIOR |  | 3'-0" | 7'-0" | 1 3/4" | 0 HR | HM | SD1 | POLYSTYRENE CORE | COLD ROLLED STEEL | SQUARE EDGE | 18GA | PRIMER | NO STC | 3/4" | INCLUDE | PS | P34 | 10 1/2" | STEEL STUD ANCHOR | FLOOR ANCHOR | 3 PER JAMB | DOUBLE PROFILE | F1 | FACE WELDED | 16GA | PRIMER | NO PREHING | 2" | - | INCLUDE | 62 | INCLUDE
D3-MECH.1 | BUILDING 1 | LEVEL 3 | MECH | 1 | LEFT HAND | SWING | SINGLE | INTERIOR |  | 3'-0" | 7'-0" | 1 3/4" | 1 1/2 HR | HM | SD1 | POLYSTYRENE CORE | COLD ROLLED STEEL | SQUARE EDGE | 18GA | PRIMER | NO STC | 3/4" | INCLUDE | PS | P8 | 6 1/8" | STEEL STUD ANCHOR | FLOOR ANCHOR | 3 PER JAMB | DOUBLE PROFILE | F1 | FACE WELDED | 16GA | PRIMER | NO PREHING | 2" | - | INCLUDE | 113 | INCLUDE
D3-ST.1a | BUILDING 1 | LEVEL 3 | STAIR A | 1 | RIGHT HAND | SWING | SINGLE | INTERIOR |  | 4'-0" | 7'-0" | 1 3/4" | 1 1/2 HR | HM | SD1 | POLYSTYRENE CORE | COLD ROLLED STEEL | SQUARE EDGE | 18GA | PRIMER | NO STC | 3/4" | INCLUDE | PS | P9 | 8 1/2" | STEEL STUD ANCHOR | FLOOR ANCHOR | 3 PER JAMB | DOUBLE PROFILE | F1 | FACE WELDED | 16GA | PRIMER | NO PREHING | 2" | - | INCLUDE | 80 | INCLUDE
D3-ST.2 | BUILDING 1 | LEVEL 3 | STAIR B | 1 | LEFT HAND REVERSE | SWING | SINGLE | INTERIOR |  | 4'-0" | 7'-0" | 1 3/4" | 1 1/2 HR | HM | SD1 | POLYSTYRENE CORE | COLD ROLLED STEEL | SQUARE EDGE | 18GA | PRIMER | NO STC | 3/4" | INCLUDE | PS | *FP | 4 3/4" | STEEL STUD ANCHOR | FLOOR ANCHOR | 3 PER JAMB | DOUBLE PROFILE | F1 | FACE WELDED | 16GA | PRIMER | NO PREHING | 2" | - | INCLUDE | 71 | INCLUDE
D3-ST.4 | BUILDING 1 | LEVEL 3 | STAIR D | 1 | LEFT HAND | SWING | SINGLE | INTERIOR |  | 4'-0" | 7'-0" | 1 3/4" | 1 1/2 HR | HM | SD1 | POLYSTYRENE CORE | COLD ROLLED STEEL | SQUARE EDGE | 18GA | PRIMER | NO STC | 3/4" | INCLUDE | PS | *FP | 4 3/4" | STEEL STUD ANCHOR | FLOOR ANCHOR | 3 PER JAMB | DOUBLE PROFILE | F1 | FACE WELDED | 16GA | PRIMER | NO PREHING | 2" | - | INCLUDE | 80 | INCLUDE
D3-STOR.1 | BUILDING 1 | LEVEL 3 | STORAGE | 1 | RIGHT HAND | SWING | SINGLE | INTERIOR |  | 3'-0" | 7'-0" | 1 3/4" | 3/4 HR | HM | SD1 | POLYSTYRENE CORE | COLD ROLLED STEEL | SQUARE EDGE | 18GA | PRIMER | NO STC | 3/4" | INCLUDE | PS | P11 | 9 1/4" | STEEL STUD ANCHOR | FLOOR ANCHOR | 3 PER JAMB | DOUBLE PROFILE | F1 | FACE WELDED | 16GA | PRIMER | NO PREHING | 2" | - | INCLUDE | 35 | INCLUDE
D3-STOR.2 | BUILDING 1 | LEVEL 3 | EQUIP. STORAGE | 1 | LEFT HAND REVERSE | SWING | SINGLE | INTERIOR |  | 3'-0" | 7'-0" | 1 3/4" | 1 1/2 HR | HM | SD1 | POLYSTYRENE CORE | COLD ROLLED STEEL | SQUARE EDGE | 18GA | PRIMER | NO STC | 3/4" | INCLUDE | PS | P8 | 6 1/8" | STEEL STUD ANCHOR | FLOOR ANCHOR | 3 PER JAMB | DOUBLE PROFILE | F1 | FACE WELDED | 16GA | PRIMER | NO PREHING | 2" | - | INCLUDE | 46 | INCLUDE
D3-STOR.3 | BUILDING 1 | LEVEL 3 | REC STORAGE | 1 | RIGHT HAND REVERSE | SWING | SINGLE | INTERIOR |  | 3'-0" | 7'-0" | 1 3/4" | 3/4 HR | HM | SD1 | POLYSTYRENE CORE | COLD ROLLED STEEL | SQUARE EDGE | 18GA | PRIMER | NO STC | 3/4" | INCLUDE | PS | P3 | 4 7/8" | STEEL STUD ANCHOR | FLOOR ANCHOR | 3 PER JAMB | DOUBLE PROFILE | F1 | FACE WELDED | 16GA | PRIMER | NO PREHING | 2" | - | INCLUDE | 35 | INCLUDE
D3-STOR.4 | BUILDING 1 | LEVEL 3 | ENVIRO. SERV. STORAGE | 1 | LEFT HAND | SWING | SINGLE | INTERIOR |  | 3'-10" | 7'-0" | 1 3/4" | 0 HR | HM | SD1 | POLYSTYRENE CORE | COLD ROLLED STEEL | SQUARE EDGE | 18GA | PRIMER | NO STC | 3/4" | INCLUDE | PS | P31 | 7 1/4" | STEEL STUD ANCHOR | FLOOR ANCHOR | 3 PER JAMB | DOUBLE PROFILE | F1 | FACE WELDED | 16GA | PRIMER | NO PREHING | 2" | - | INCLUDE | 115 | INCLUDE
D3-VEST.1a | BUILDING 1 | LEVEL 3 | VESTIBULE | 1 | RIGHT HAND | SWING | SINGLE | INTERIOR |  | 3'-10" | 7'-0" | 1 3/4" | 3/4 HR | HM | SD1 | POLYSTYRENE CORE | COLD ROLLED STEEL | SQUARE EDGE | 18GA | PRIMER | NO STC | 3/4" | INCLUDE | PS | P10 | 10 1/2" | STEEL STUD ANCHOR | FLOOR ANCHOR | 3 PER JAMB | DOUBLE PROFILE | F1 | FACE WELDED | 16GA | PRIMER | NO PREHING | 2" | - | INCLUDE | 105 | INCLUDE
D3-VEST.1b | BUILDING 1 | LEVEL 3 | VESTIBULE | 1 | LEFT HAND REVERSE | SWING | DOUBLE | INTERIOR |  | 7'-3" | 7'-0" | 1 3/4" | 0 HR | SCW | DD3 | PARTICLEBOARD CORE | - | - | - | PRIMER | NO STC | 3/4" | INCLUDE | PS | P27 | 7 1/4" | STEEL STUD ANCHOR | FLOOR ANCHOR | 3 PER JAMB | DOUBLE PROFILE | F2 | FACE WELDED | 16GA | PRIMER | NO PREHING | 2" | - | INCLUDE | 100 | INCLUDE
D3-VEST.1c | BUILDING 1 | LEVEL 3 | VESTIBULE | 1 | RIGHT HAND REVERSE | SWING | DOUBLE | INTERIOR |  | 7'-3" | 7'-0" | 1 3/4" | 0 HR | SCW | DD3 | PARTICLEBOARD CORE | - | - | - | PRIMER | NO STC | 3/4" | INCLUDE | PS | P27 | 7 1/4" | STEEL STUD ANCHOR | FLOOR ANCHOR | 3 PER JAMB | DOUBLE PROFILE | F2 | FACE WELDED | 16GA | PRIMER | NO PREHING | 2" | - | INCLUDE | 100 | INCLUDE
D3-VEST.1d | BUILDING 1 | LEVEL 3 | VESTIBULE | 1 | LEFT HAND | SWING | SINGLE | INTERIOR |  | 3'-8" | 7'-0" | 1 3/4" | 3/4 HR | HM | SD3 | POLYSTYRENE CORE | COLD ROLLED STEEL | SQUARE EDGE | 18GA | PRIMER | NO STC | 3/4" | INCLUDE | PS | P10 | 10 1/2" | STEEL STUD ANCHOR | FLOOR ANCHOR | 3 PER JAMB | DOUBLE PROFILE | F1 | FACE WELDED | 16GA | PRIMER | NO PREHING | 2" | - | INCLUDE | 116 | INCLUDE
D3-VEST.4a | BUILDING 1 | LEVEL 3 | VESTIBULE | 1 | RIGHT HAND | SWING | SINGLE | INTERIOR |  | 3'-10" | 7'-0" | 1 3/4" | 3/4 HR | HM | SD1 | POLYSTYRENE CORE | COLD ROLLED STEEL | SQUARE EDGE | 18GA | PRIMER | NO STC | 3/4" | INCLUDE | PS | P3 | 4 7/8" | STEEL STUD ANCHOR | FLOOR ANCHOR | 3 PER JAMB | DOUBLE PROFILE | F1 | FACE WELDED | 16GA | PRIMER | NO PREHING | 2" | - | INCLUDE | 105 | INCLUDE
D3-VEST.4b | BUILDING 1 | LEVEL 3 | VESTIBULE | 1 | LEFT HAND REVERSE | SWING | SINGLE | INTERIOR |  | 3'-8" | 7'-0" | 1 3/4" | 0 HR | HM | SD3 | POLYSTYRENE CORE | COLD ROLLED STEEL | SQUARE EDGE | 18GA | PRIMER | NO STC | 3/4" | INCLUDE | PS | P23 | 4 7/8" | STEEL STUD ANCHOR | FLOOR ANCHOR | 3 PER JAMB | DOUBLE PROFILE | F1 | FACE WELDED | 16GA | PRIMER | NO PREHING | 2" | - | INCLUDE | 116 | INCLUDE
D3-VEST.4c | BUILDING 1 | LEVEL 3 | VESTIBULE | 1 | RIGHT HAND REVERSE | SWING | DOUBLE | INTERIOR |  | 7'-3" | 7'-0" | 1 3/4" | 0 HR | SCW | DD3 | PARTICLEBOARD CORE | - | - | - | PRIMER | NO STC | 3/4" | INCLUDE | PS | P27 | 7 1/4" | STEEL STUD ANCHOR | FLOOR ANCHOR | 3 PER JAMB | DOUBLE PROFILE | F2 | FACE WELDED | 16GA | PRIMER | NO PREHING | 2" | - | INCLUDE | 100 | INCLUDE
D3-VEST.4d | BUILDING 1 | LEVEL 3 | VESTIBULE | 1 | LEFT HAND | SWING | DOUBLE | INTERIOR |  | 7'-3" | 7'-0" | 1 3/4" | 3/4 HR | SCW | DD3 | MINERAL CORE | - | - | - | PRIMER | NO STC | 3/4" | INCLUDE | PS | P4 | 7 1/4" | STEEL STUD ANCHOR | FLOOR ANCHOR | 3 PER JAMB | DOUBLE PROFILE | F2 | FACE WELDED | 16GA | PRIMER | NO PREHING | 2" | - | INCLUDE | 117 | INCLUDE
D4-001a | BUILDING 1 | LEVEL 4 | CLEAN UTILITY | 1 | RIGHT HAND | SWING | SINGLE | INTERIOR |  | 3'-0" | 7'-0" | 1 3/4" | 0 HR | HM | SD3 | POLYSTYRENE CORE | COLD ROLLED STEEL | SQUARE EDGE | 18GA | PRIMER | NO STC | 3/4" | INCLUDE | PS | P27 | 7 1/4" | STEEL STUD ANCHOR | FLOOR ANCHOR | 3 PER JAMB | DOUBLE PROFILE | F1 | FACE WELDED | 16GA | PRIMER | NO PREHING | 2" | - | INCLUDE | 47 | INCLUDE
D4-001b | BUILDING 1 | LEVEL 4 | CLEAN UTILITY | 1 | LEFT HAND REVERSE | SWING | SINGLE | INTERIOR |  | 3'-0" | 7'-0" | 1 3/4" | 0 HR | HM | SD3 | POLYSTYRENE CORE | COLD ROLLED STEEL | SQUARE EDGE | 18GA | PRIMER | NO STC | 3/4" | INCLUDE | PS | P34 | 10 1/2" | STEEL STUD ANCHOR | FLOOR ANCHOR | 3 PER JAMB | DOUBLE PROFILE | F1 | FACE WELDED | 16GA | PRIMER | NO PREHING | 2" | - | INCLUDE | 81 | INCLUDE
D4-004 | BUILDING 1 | LEVEL 4 | EQUIPMENT STORAGE | 1 | RIGHT HAND REVERSE | SWING | SINGLE | INTERIOR |  | 3'-0" | 7'-0" | 1 3/4" | 3/4 HR | HM | SD1 | POLYSTYRENE CORE | COLD ROLLED STEEL | SQUARE EDGE | 18GA | PRIMER | NO STC | 3/4" | INCLUDE | PS | P27 | 7 1/4" | STEEL STUD ANCHOR | FLOOR ANCHOR | 3 PER JAMB | DOUBLE PROFILE | F1 | FACE WELDED | 16GA | PRIMER | NO PREHING | 2" | - | INCLUDE | 46 | INCLUDE
D4-006 | BUILDING 1 | LEVEL 4 | SHARED WC | 1 | LEFT HAND | SWING | SINGLE | INTERIOR |  | 3'-10" | 7'-0" | 1 3/4" | 0 HR | SCW | SD1 | PARTICLEBOARD CORE | - | - | - | PRIMER | NO STC | 3/4" | INCLUDE | PS | P22 | 4 5/8" | STEEL STUD ANCHOR | FLOOR ANCHOR | 3 PER JAMB | DOUBLE PROFILE | F1 | FACE WELDED | 16GA | PRIMER | NO PREHING | 2" | - | INCLUDE | 1 | INCLUDE
D4-009 | BUILDING 1 | LEVEL 4 | RECREATION | 1 | LEFT HAND REVERSE | SWING | SINGLE | INTERIOR |  | 3'-8" | 7'-0" | 1 3/4" | 0 HR | SCW | SD7 | PARTICLEBOARD CORE | - | - | - | PRIMER | NO STC | 3/4" | INCLUDE | PS | P24 | 4 7/8" | STEEL STUD ANCHOR | FLOOR ANCHOR | 3 PER JAMB | DOUBLE PROFILE | F1 | FACE WELDED | 16GA | PRIMER | NO PREHING | 2" | - | INCLUDE | 45 | INCLUDE
D4-013 | BUILDING 1 | LEVEL 4 | TEAM CONFERENCE | 1 | RIGHT HAND REVERSE | SWING | SINGLE | INTERIOR |  | 3'-0" | 7'-0" | 1 3/4" | 0 HR | SCW | SD1 | PARTICLEBOARD CORE | - | - | - | PRIMER | NO STC | 3/4" | INCLUDE | PS | P34 | 10 1/2" | STEEL STUD ANCHOR | FLOOR ANCHOR | 3 PER JAMB | DOUBLE PROFILE | F1 | FACE WELDED | 16GA | PRIMER | NO PREHING | 2" | - | INCLUDE | 82 | INCLUDE
D4-016 | BUILDING 1 | LEVEL 4 | TUB ROOM | 1 | LEFT HAND | SWING | SINGLE | INTERIOR |  | 3'-10" | 7'-0" | 1 3/4" | 0 HR | SCW | SD1 | PARTICLEBOARD CORE | - | - | - | PRIMER | NO STC | 3/4" | INCLUDE | PS | P34 | 10 1/2" | STEEL STUD ANCHOR | FLOOR ANCHOR | 3 PER JAMB | DOUBLE PROFILE | F1 | FACE WELDED | 16GA | PRIMER | NO PREHING | 2" | - | INCLUDE | 16 | INCLUDE
D4-017 | BUILDING 1 | LEVEL 4 | CLEAN LINEN | 1 | RIGHT HAND | SWING | DOUBLE | INTERIOR |  | (2)2'-0" | 7'-0" | 1 3/4" | 0 HR | SCW | DD1 | PARTICLEBOARD CORE | - | - | - | PRIMER | NO STC | 3/4" | INCLUDE | PS | P22 | 4 5/8" | STEEL STUD ANCHOR | FLOOR ANCHOR | 3 PER JAMB | DOUBLE PROFILE | F2 | FACE WELDED | 16GA | PRIMER | NO PREHING | 2" | - | INCLUDE | 40W1 | INCLUDE
D4-020 | BUILDING 1 | LEVEL 4 | QUIET ROOM | 1 | LEFT HAND REVERSE | SWING | SINGLE | INTERIOR |  | 3'-10" | 7'-0" | 1 3/4" | 0 HR | SCW | SD1 | PARTICLEBOARD CORE | - | - | - | PRIMER | NO STC | 3/4" | INCLUDE | PS | P27 | 7 1/4" | STEEL STUD ANCHOR | FLOOR ANCHOR | 3 PER JAMB | DOUBLE PROFILE | F1 | FACE WELDED | 16GA | PRIMER | NO PREHING | 2" | - | INCLUDE | 43 | INCLUDE
D4-027 | BUILDING 1 | LEVEL 4 | MED ROOM | 1 | RIGHT HAND REVERSE | SWING | SINGLE | INTERIOR |  | 3'-0" | 7'-0" | 1 3/4" | 0 HR | SCW | SD3 | PARTICLEBOARD CORE | - | - | - | PRIMER | NO STC | 3/4" | INCLUDE | PS | P34 | 10 1/2" | STEEL STUD ANCHOR | FLOOR ANCHOR | 3 PER JAMB | DOUBLE PROFILE | F1 | FACE WELDED | 16GA | PRIMER | NO PREHING | 2" | - | INCLUDE | 44 | INCLUDE
D4-031 | BUILDING 1 | LEVEL 4 | ENVIRO. SERV. | 1 | LEFT HAND | SWING | SINGLE | INTERIOR |  | 3'-0" | 7'-0" | 1 3/4" | 0 HR | HM | SD1 | POLYSTYRENE CORE | COLD ROLLED STEEL | SQUARE EDGE | 18GA | PRIMER | NO STC | 3/4" | INCLUDE | PS | P34 | 10 1/2" | STEEL STUD ANCHOR | FLOOR ANCHOR | 3 PER JAMB | DOUBLE PROFILE | F1 | FACE WELDED | 16GA | PRIMER | NO PREHING | 2" | - | INCLUDE | 47 | INCLUDE
D4-033a | BUILDING 1 | LEVEL 4 | SOILED UTILITY | 1 | RIGHT HAND | SWING | SINGLE | INTERIOR |  | 3'-0" | 7'-0" | 1 3/4" | 0 HR | HM | SD3 | POLYSTYRENE CORE | COLD ROLLED STEEL | SQUARE EDGE | 18GA | PRIMER | NO STC | 3/4" | INCLUDE | PS | P27 | 7 1/4" | STEEL STUD ANCHOR | FLOOR ANCHOR | 3 PER JAMB | DOUBLE PROFILE | F1 | FACE WELDED | 16GA | PRIMER | NO PREHING | 2" | - | INCLUDE | 53 | INCLUDE
D4-033b | BUILDING 1 | LEVEL 4 | SOILED UTILITY | 1 | LEFT HAND REVERSE | SWING | SINGLE | INTERIOR |  | 3'-0" | 7'-0" | 1 3/4" | 0 HR | HM | SD3 | POLYSTYRENE CORE | COLD ROLLED STEEL | SQUARE EDGE | 18GA | PRIMER | NO STC | 3/4" | INCLUDE | PS | P34 | 10 1/2" | STEEL STUD ANCHOR | FLOOR ANCHOR | 3 PER JAMB | DOUBLE PROFILE | F1 | FACE WELDED | 16GA | PRIMER | NO PREHING | 2" | - | INCLUDE | 53 | INCLUDE
D4-034 | BUILDING 1 | LEVEL 4 | RESIDENT CLEAN LDRY. | 1 | RIGHT HAND REVERSE | SWING | DOUBLE | INTERIOR |  | (2)3'-0" | 7'-0" | 1 3/4" | 0 HR | SCW | DD1 | PARTICLEBOARD CORE | - | - | - | PRIMER | NO STC | 3/4" | INCLUDE | PS | P27 | 7 1/4" | STEEL STUD ANCHOR | FLOOR ANCHOR | 3 PER JAMB | DOUBLE PROFILE | F2 | FACE WELDED | 16GA | PRIMER | NO PREHING | 2" | - | INCLUDE | 40 | INCLUDE
D4-036 | BUILDING 1 | LEVEL 4 | CLEAN LINEN | 1 | LEFT HAND | SWING | DOUBLE | INTERIOR |  | (2)2'-0" | 7'-0" | 1 3/4" | 0 HR | SCW | DD1 | PARTICLEBOARD CORE | - | - | - | PRIMER | NO STC | 3/4" | INCLUDE | PS | P22 | 4 5/8" | STEEL STUD ANCHOR | FLOOR ANCHOR | 3 PER JAMB | DOUBLE PROFILE | F2 | FACE WELDED | 16GA | PRIMER | NO PREHING | 2" | - | INCLUDE | 40W1 | INCLUDE
D4-037 | BUILDING 1 | LEVEL 4 | QUIET ROOM | 1 | RIGHT HAND | SWING | SINGLE | INTERIOR |  | 3'-10" | 7'-0" | 1 3/4" | 0 HR | SCW | SD1 | PARTICLEBOARD CORE | - | - | - | PRIMER | NO STC | 3/4" | INCLUDE | PS | P24 | 4 7/8" | STEEL STUD ANCHOR | FLOOR ANCHOR | 3 PER JAMB | DOUBLE PROFILE | F1 | FACE WELDED | 16GA | PRIMER | NO PREHING | 2" | - | INCLUDE | 43 | INCLUDE
D4-043 | BUILDING 1 | LEVEL 4 | CLEAN LINEN | 1 | LEFT HAND REVERSE | SWING | DOUBLE | INTERIOR |  | (2)2'-6" | 7'-0" | 1 3/4" | 0 HR | SCW | DD1 | PARTICLEBOARD CORE | - | - | - | PRIMER | NO STC | 3/4" | INCLUDE | PS | P24 | 4 7/8" | STEEL STUD ANCHOR | FLOOR ANCHOR | 3 PER JAMB | DOUBLE PROFILE | F2 | FACE WELDED | 16GA | PRIMER | NO PREHING | 2" | - | INCLUDE | 40W | INCLUDE
D4-044 | BUILDING 1 | LEVEL 4 | TUB ROOM | 1 | RIGHT HAND REVERSE | SWING | SINGLE | INTERIOR |  | 3'-10" | 7'-0" | 1 3/4" | 0 HR | SCW | SD1 | PARTICLEBOARD CORE | - | - | - | PRIMER | NO STC | 3/4" | INCLUDE | PS | P34 | 10 1/2" | STEEL STUD ANCHOR | FLOOR ANCHOR | 3 PER JAMB | DOUBLE PROFILE | F1 | FACE WELDED | 16GA | PRIMER | NO PREHING | 2" | - | INCLUDE | 16 | INCLUDE
D4-046a | BUILDING 1 | LEVEL 4 | SOILED UTILITY | 1 | LEFT HAND | SWING | SINGLE | INTERIOR |  | 3'-0" | 7'-0" | 1 3/4" | 0 HR | HM | SD3 | POLYSTYRENE CORE | COLD ROLLED STEEL | SQUARE EDGE | 18GA | PRIMER | NO STC | 3/4" | INCLUDE | PS | P34 | 10 1/2" | STEEL STUD ANCHOR | FLOOR ANCHOR | 3 PER JAMB | DOUBLE PROFILE | F1 | FACE WELDED | 16GA | PRIMER | NO PREHING | 2" | - | INCLUDE | 53 | INCLUDE
D4-046b | BUILDING 1 | LEVEL 4 | SOILED UTILITY | 1 | RIGHT HAND | SWING | SINGLE | INTERIOR |  | 3'-0" | 7'-0" | 1 3/4" | 0 HR | HM | SD3 | POLYSTYRENE CORE | COLD ROLLED STEEL | SQUARE EDGE | 18GA | PRIMER | NO STC | 3/4" | INCLUDE | PS | P34 | 10 1/2" | STEEL STUD ANCHOR | FLOOR ANCHOR | 3 PER JAMB | DOUBLE PROFILE | F1 | FACE WELDED | 16GA | PRIMER | NO PREHING | 2" | - | INCLUDE | 53 | INCLUDE
D4-048a | BUILDING 1 | LEVEL 4 | CLEAN UTILITY | 1 | LEFT HAND REVERSE | SWING | SINGLE | INTERIOR |  | 3'-0" | 7'-0" | 1 3/4" | 0 HR | HM | SD3 | POLYSTYRENE CORE | COLD ROLLED STEEL | SQUARE EDGE | 18GA | PRIMER | NO STC | 3/4" | INCLUDE | PS | P34 | 10 1/2" | STEEL STUD ANCHOR | FLOOR ANCHOR | 3 PER JAMB | DOUBLE PROFILE | F1 | FACE WELDED | 16GA | PRIMER | NO PREHING | 2" | - | INCLUDE | 47 | INCLUDE
D4-048b | BUILDING 1 | LEVEL 4 | CLEAN UTILITY | 1 | RIGHT HAND REVERSE | SWING | SINGLE | INTERIOR |  | 3'-0" | 7'-0" | 1 3/4" | 0 HR | HM | SD3 | POLYSTYRENE CORE | COLD ROLLED STEEL | SQUARE EDGE | 18GA | PRIMER | NO STC | 3/4" | INCLUDE | PS | P34 | 10 1/2" | STEEL STUD ANCHOR | FLOOR ANCHOR | 3 PER JAMB | DOUBLE PROFILE | F1 | FACE WELDED | 16GA | PRIMER | NO PREHING | 2" | - | INCLUDE | 47 | INCLUDE
D4-049 | BUILDING 1 | LEVEL 4 | EQUIPMENT STORAGE | 1 | LEFT HAND | SWING | SINGLE | INTERIOR |  | 3'-0" | 7'-0" | 1 3/4" | 3/4 HR | HM | SD1 | POLYSTYRENE CORE | COLD ROLLED STEEL | SQUARE EDGE | 18GA | PRIMER | NO STC | 3/4" | INCLUDE | PS | P34 | 10 1/2" | STEEL STUD ANCHOR | FLOOR ANCHOR | 3 PER JAMB | DOUBLE PROFILE | F1 | FACE WELDED | 16GA | PRIMER | NO PREHING | 2" | - | INCLUDE | 5 | INCLUDE
D4-050 | BUILDING 1 | LEVEL 4 | ENVIRO. SERV. | 1 | RIGHT HAND | SWING | SINGLE | INTERIOR |  | 3'-0" | 7'-0" | 1 3/4" | 0 HR | HM | SD1 | POLYSTYRENE CORE | COLD ROLLED STEEL | SQUARE EDGE | 18GA | PRIMER | NO STC | 3/4" | INCLUDE | PS | P27 | 7 1/4" | STEEL STUD ANCHOR | FLOOR ANCHOR | 3 PER JAMB | DOUBLE PROFILE | F1 | FACE WELDED | 16GA | PRIMER | NO PREHING | 2" | - | INCLUDE | 47 | INCLUDE
D4-052 | BUILDING 1 | LEVEL 4 | RECREATION | 1 | LEFT HAND REVERSE | SWING | SINGLE | INTERIOR |  | 3'-8" | 7'-0" | 1 3/4" | 0 HR | SCW | SD7 | PARTICLEBOARD CORE | - | - | - | PRIMER | NO STC | 3/4" | INCLUDE | PS | P26 | 7 1/4" | STEEL STUD ANCHOR | FLOOR ANCHOR | 3 PER JAMB | DOUBLE PROFILE | F1 | FACE WELDED | 16GA | PRIMER | NO PREHING | 2" | - | INCLUDE | 109 | INCLUDE
D4-057 | BUILDING 1 | LEVEL 4 | MED ROOM | 1 | RIGHT HAND REVERSE | SWING | SINGLE | INTERIOR |  | 3'-0" | 7'-0" | 1 3/4" | 0 HR | SCW | SD3 | PARTICLEBOARD CORE | - | - | - | PRIMER | NO STC | 3/4" | INCLUDE | PS | P34 | 10 1/2" | STEEL STUD ANCHOR | FLOOR ANCHOR | 3 PER JAMB | DOUBLE PROFILE | F1 | FACE WELDED | 16GA | PRIMER | NO PREHING | 2" | - | INCLUDE | 44 | INCLUDE
D4-061 | BUILDING 1 | LEVEL 4 | CLEAN LINEN | 1 | LEFT HAND | SWING | DOUBLE | INTERIOR |  | (2)2'-6" | 7'-0" | 1 3/4" | 0 HR | SCW | DD1 | PARTICLEBOARD CORE | - | - | - | PRIMER | NO STC | 3/4" | INCLUDE | PS | P27 | 7 1/4" | STEEL STUD ANCHOR | FLOOR ANCHOR | 3 PER JAMB | DOUBLE PROFILE | F2 | FACE WELDED | 16GA | PRIMER | NO PREHING | 2" | - | INCLUDE | 40W | INCLUDE
D4-067 | BUILDING 1 | LEVEL 4 | QUIET ROOM | 1 | LEFT HAND REVERSE | SWING | SINGLE | INTERIOR |  | 3'-10" | 7'-0" | 1 3/4" | 0 HR | SCW | SD1 | PARTICLEBOARD CORE | - | - | - | PRIMER | NO STC | 3/4" | INCLUDE | PS | P27 | 7 1/4" | STEEL STUD ANCHOR | FLOOR ANCHOR | 3 PER JAMB | DOUBLE PROFILE | F1 | FACE WELDED | 16GA | PRIMER | NO PREHING | 2" | - | INCLUDE | 43 | INCLUDE
D4-068 | BUILDING 1 | LEVEL 4 | TEAM CONFERENCE | 1 | RIGHT HAND REVERSE | SWING | SINGLE | INTERIOR |  | 3'-0" | 7'-0" | 1 3/4" | 0 HR | SCW | SD1 | PARTICLEBOARD CORE | - | - | - | PRIMER | NO STC | 3/4" | INCLUDE | PS | P27 | 7 1/4" | STEEL STUD ANCHOR | FLOOR ANCHOR | 3 PER JAMB | DOUBLE PROFILE | F1 | FACE WELDED | 16GA | PRIMER | NO PREHING | 2" | - | INCLUDE | 82 | INCLUDE
D4-073 | BUILDING 1 | LEVEL 4 | SHARED WC | 1 | LEFT HAND | SWING | SINGLE | INTERIOR |  | 3'-10" | 7'-0" | 1 3/4" | 0 HR | SCW | SD1 | PARTICLEBOARD CORE | - | - | - | PRIMER | NO STC | 3/4" | INCLUDE | PS | P24 | 4 7/8" | STEEL STUD ANCHOR | FLOOR ANCHOR | 3 PER JAMB | DOUBLE PROFILE | F1 | FACE WELDED | 16GA | PRIMER | NO PREHING | 2" | - | INCLUDE | 1 | INCLUDE
D4-074 | BUILDING 1 | LEVEL 4 | RESIDENT CLEAN LDRY. | 1 | RIGHT HAND | SWING | DOUBLE | INTERIOR |  | (2)3'-0" | 7'-0" | 1 3/4" | 0 HR | SCW | DD1 | PARTICLEBOARD CORE | - | - | - | PRIMER | NO STC | 3/4" | INCLUDE | PS | P23 | 4 7/8" | STEEL STUD ANCHOR | FLOOR ANCHOR | 3 PER JAMB | DOUBLE PROFILE | F2 | FACE WELDED | 16GA | PRIMER | NO PREHING | 2" | - | INCLUDE | 40 | INCLUDE
D4-075 | BUILDING 1 | LEVEL 4 | FAMILY ROOM | 1 | LEFT HAND REVERSE | SWING | DOUBLE | INTERIOR |  | 4'0' + 1'0" | 7'-0" | 1 3/4" | 0 HR | SCW | DD11 | PARTICLEBOARD CORE | - | - | - | PRIMER | NO STC | 3/4" | INCLUDE | PS | P23 | 4 7/8" | STEEL STUD ANCHOR | FLOOR ANCHOR | 3 PER JAMB | DOUBLE PROFILE | F2 | FACE WELDED | 16GA | PRIMER | NO PREHING | 2" | - | INCLUDE | 49 | INCLUDE
D4-075.1 | BUILDING 1 | LEVEL 4 | WC | 1 | RIGHT HAND REVERSE | SWING | SINGLE | INTERIOR |  | 3'-0" | 7'-0" | 1 3/4" | 0 HR | SCW | SD1 | PARTICLEBOARD CORE | - | - | - | PRIMER | NO STC | 3/4" | INCLUDE | PS | P23 | 4 7/8" | STEEL STUD ANCHOR | FLOOR ANCHOR | 3 PER JAMB | DOUBLE PROFILE | F1 | FACE WELDED | 16GA | PRIMER | NO PREHING | 2" | - | INCLUDE | 118 | INCLUDE
D4-076 | BUILDING 1 | LEVEL 4 | "HOSPICE" FAMILY ROOM | 1 | LEFT HAND | SWING | DOUBLE | INTERIOR |  | 4'0' + 1'0" | 7'-0" | 1 3/4" | 0 HR | SCW | DD11 | PARTICLEBOARD CORE | - | - | - | PRIMER | NO STC | 3/4" | INCLUDE | PS | P23 | 4 7/8" | STEEL STUD ANCHOR | FLOOR ANCHOR | 3 PER JAMB | DOUBLE PROFILE | F2 | FACE WELDED | 16GA | PRIMER | NO PREHING | 2" | - | INCLUDE | 119 | INCLUDE
D4-076.1 | BUILDING 1 | LEVEL 4 | WC | 1 | RIGHT HAND | SWING | SINGLE | INTERIOR |  | 3'-0" | 7'-0" | 1 3/4" | 0 HR | SCW | SD1 | PARTICLEBOARD CORE | - | - | - | PRIMER | NO STC | 3/4" | INCLUDE | PS | P23 | 4 7/8" | STEEL STUD ANCHOR | FLOOR ANCHOR | 3 PER JAMB | DOUBLE PROFILE | F1 | FACE WELDED | 16GA | PRIMER | NO PREHING | 2" | - | INCLUDE | 111 | INCLUDE
D4-COMM.1 | BUILDING 1 | LEVEL 4 | TR-A4A | 1 | LEFT HAND REVERSE | SWING | SINGLE | INTERIOR |  | 3'-0" | 7'-0" | 1 3/4" | 0 HR | HM | SD1 | POLYSTYRENE CORE | COLD ROLLED STEEL | SQUARE EDGE | 18GA | PRIMER | NO STC | 3/4" | INCLUDE | PS | P23 | 4 7/8" | STEEL STUD ANCHOR | FLOOR ANCHOR | 3 PER JAMB | DOUBLE PROFILE | F1 | FACE WELDED | 16GA | PRIMER | NO PREHING | 2" | - | INCLUDE | 58 | INCLUDE
D4-COMM.2 | BUILDING 1 | LEVEL 4 | TR-A4B | 1 | RIGHT HAND REVERSE | SWING | SINGLE | INTERIOR |  | 3'-0" | 7'-0" | 1 3/4" | 0 HR | HM | SD1 | POLYSTYRENE CORE | COLD ROLLED STEEL | SQUARE EDGE | 18GA | PRIMER | NO STC | 3/4" | INCLUDE | PS | P23 | 4 7/8" | STEEL STUD ANCHOR | FLOOR ANCHOR | 3 PER JAMB | DOUBLE PROFILE | F1 | FACE WELDED | 16GA | PRIMER | NO PREHING | 2" | - | INCLUDE | 57 | INCLUDE
D4-CORR.3 | BUILDING 1 | LEVEL 4 | CORRIDOR | 1 | LEFT HAND | SWING | DOUBLE | INTERIOR |  | (2)3'-0" | 7'-0" | 1 3/4" | 3/4 HR | HM | DD1 | POLYSTYRENE CORE | COLD ROLLED STEEL | SQUARE EDGE | 18GA | PRIMER | NO STC | 3/4" | INCLUDE | PS | P4 | 7 1/4" | STEEL STUD ANCHOR | FLOOR ANCHOR | 3 PER JAMB | DOUBLE PROFILE | F2 | FACE WELDED | 16GA | PRIMER | NO PREHING | 2" | - | INCLUDE | 101 | INCLUDE
D4-CORR.5 | BUILDING 1 | LEVEL 4 | CORRIDOR | 1 | RIGHT HAND | SWING | DOUBLE | INTERIOR |  | (2)3'-0" | 7'-0" | 1 3/4" | 3/4 HR | HM | DD1 | POLYSTYRENE CORE | COLD ROLLED STEEL | SQUARE EDGE | 18GA | PRIMER | NO STC | 3/4" | INCLUDE | PS | P4 | 7 1/4" | STEEL STUD ANCHOR | FLOOR ANCHOR | 3 PER JAMB | DOUBLE PROFILE | F2 | FACE WELDED | 16GA | PRIMER | NO PREHING | 2" | - | INCLUDE | 101 | INCLUDE
D4-CORR.6 | BUILDING 1 | LEVEL 4 | CORRIDOR | 1 | LEFT HAND REVERSE | SWING | DOUBLE | INTERIOR |  | (2)3'-0" | 7'-0" | 1 3/4" | 3/4 HR | HM | DD1 | POLYSTYRENE CORE | COLD ROLLED STEEL | SQUARE EDGE | 18GA | PRIMER | NO STC | 3/4" | INCLUDE | PS | P4 | 7 1/4" | STEEL STUD ANCHOR | FLOOR ANCHOR | 3 PER JAMB | DOUBLE PROFILE | F2 | FACE WELDED | 16GA | PRIMER | NO PREHING | 2" | - | INCLUDE | 101 | INCLUDE
D4-CORR.7 | BUILDING 1 | LEVEL 4 | SERVICE CORRIDOR | 1 | RIGHT HAND REVERSE | SWING | SINGLE | INTERIOR |  | 3'-10" | 7'-0" | 1 3/4" | 3/4 HR | HM | SD1 | POLYSTYRENE CORE | COLD ROLLED STEEL | SQUARE EDGE | 18GA | PRIMER | NO STC | 3/4" | INCLUDE | PS | P5 | 7" | STEEL STUD ANCHOR | FLOOR ANCHOR | 3 PER JAMB | DOUBLE PROFILE | F1 | FACE WELDED | 16GA | PRIMER | NO PREHING | 2" | - | INCLUDE | 59 | INCLUDE
D4-ELEC.1 | BUILDING 1 | LEVEL 4 | ELEC CLOSET | 1 | LEFT HAND | SWING | SINGLE | INTERIOR |  | 3'-0" | 7'-0" | 1 3/4" | 0 HR | HM | SD1 | POLYSTYRENE CORE | COLD ROLLED STEEL | SQUARE EDGE | 18GA | PRIMER | NO STC | 3/4" | INCLUDE | PS | P9 | 8 1/2" | STEEL STUD ANCHOR | FLOOR ANCHOR | 3 PER JAMB | DOUBLE PROFILE | F1 | FACE WELDED | 16GA | PRIMER | NO PREHING | 2" | - | INCLUDE | 62 | INCLUDE
D4-ELEC.2 | BUILDING 1 | LEVEL 4 | ELEC RISER | 1 | RIGHT HAND | SWING | SINGLE | INTERIOR |  | 3'-10" | 7'-0" | 1 3/4" | 1 1/2 HR | HM | SD1 | POLYSTYRENE CORE | COLD ROLLED STEEL | SQUARE EDGE | 18GA | PRIMER | NO STC | 3/4" | INCLUDE | PS | P8 | 6 1/8" | STEEL STUD ANCHOR | FLOOR ANCHOR | 3 PER JAMB | DOUBLE PROFILE | F1 | FACE WELDED | 16GA | PRIMER | NO PREHING | 2" | - | INCLUDE | 102 | INCLUDE
D4-ELEC.3 | BUILDING 1 | LEVEL 4 | ELEC CLOSET | 1 | LEFT HAND REVERSE | SWING | SINGLE | INTERIOR |  | 3'-0" | 7'-0" | 1 3/4" | 0 HR | HM | SD1 | POLYSTYRENE CORE | COLD ROLLED STEEL | SQUARE EDGE | 18GA | PRIMER | NO STC | 3/4" | INCLUDE | PS | P34 | 10 1/2" | STEEL STUD ANCHOR | FLOOR ANCHOR | 3 PER JAMB | DOUBLE PROFILE | F1 | FACE WELDED | 16GA | PRIMER | NO PREHING | 2" | - | INCLUDE | 62 | INCLUDE
D4-MECH.1 | BUILDING 1 | LEVEL 4 | MECH | 1 | RIGHT HAND REVERSE | SWING | SINGLE | INTERIOR |  | 3'-0" | 7'-0" | 1 3/4" | 1 1/2 HR | HM | SD1 | POLYSTYRENE CORE | COLD ROLLED STEEL | SQUARE EDGE | 18GA | PRIMER | NO STC | 3/4" | INCLUDE | PS | P8 | 6 1/8" | STEEL STUD ANCHOR | FLOOR ANCHOR | 3 PER JAMB | DOUBLE PROFILE | F1 | FACE WELDED | 16GA | PRIMER | NO PREHING | 2" | - | INCLUDE | 113 | INCLUDE
D4-ST.1 | BUILDING 1 | LEVEL 4 | STAIR A | 1 | LEFT HAND | SWING | SINGLE | INTERIOR |  | 4'-0" | 7'-0" | 1 3/4" | 1 1/2 HR | HM | SD1 | POLYSTYRENE CORE | COLD ROLLED STEEL | SQUARE EDGE | 18GA | PRIMER | NO STC | 3/4" | INCLUDE | PS | P9 | 8 1/2" | STEEL STUD ANCHOR | FLOOR ANCHOR | 3 PER JAMB | DOUBLE PROFILE | F1 | FACE WELDED | 16GA | PRIMER | NO PREHING | 2" | - | INCLUDE | 80 | INCLUDE
D4-ST.2 | BUILDING 1 | LEVEL 4 | STAIR B | 1 | RIGHT HAND | SWING | SINGLE | INTERIOR |  | 4'-0" | 7'-0" | 1 3/4" | 1 1/2 HR | HM | SD1 | POLYSTYRENE CORE | COLD ROLLED STEEL | SQUARE EDGE | 18GA | PRIMER | NO STC | 3/4" | INCLUDE | PS | *FP | 4 3/4" | STEEL STUD ANCHOR | FLOOR ANCHOR | 3 PER JAMB | DOUBLE PROFILE | F1 | FACE WELDED | 16GA | PRIMER | NO PREHING | 2" | - | INCLUDE | 71 | INCLUDE
D4-ST.4 | BUILDING 1 | LEVEL 4 | STAIR D | 1 | LEFT HAND REVERSE | SWING | SINGLE | INTERIOR |  | 4'-0" | 7'-0" | 1 3/4" | 1 1/2 HR | HM | SD1 | POLYSTYRENE CORE | COLD ROLLED STEEL | SQUARE EDGE | 18GA | PRIMER | NO STC | 3/4" | INCLUDE | PS | *FP | 4 3/4" | STEEL STUD ANCHOR | FLOOR ANCHOR | 3 PER JAMB | DOUBLE PROFILE | F1 | FACE WELDED | 16GA | PRIMER | NO PREHING | 2" | - | INCLUDE | 80 | INCLUDE